## Summary
UNICEF PACIFIC - LRPS - 2025 - 9199439
UPGRADING OF WASH FACILITIES IN 7 SCHOOLS in GUADALCANAL PROVINCE
Summary - Bill of Quantities (BOQ) for 7 sites
Site Number | Site Name | Quantity | Description of works | Technical Drawing Reference | Responsible Party | Cost (SBD) | Location of School | Lat | Lon
1 | Bemuta Primary | 1 | Steel 5000L overhead tank (new) | WAT3- Steel 5000L overhead tank | Contractor (Civil) | 0 | Malango Ward | -9.5185 | 160.146
| Bemuta Primary | 1 | Solar water pump (new) | WAT5-Solar Water Pump | Contractor (Civil) | 0
| Bemuta Primary | 1 | 4-unit toilet block (new) | SAN2-4 Unit Toilet Block | Contractor (Civil) | 0
| Bemuta Primary | 1 | Septic tank and soakpit | SAN4-Septic tank and soakpit | Contractor (Civil) | 0
| Bemuta Primary | 1 | Handwashing station (new) | HYG2-Group HWS | Contractor (Civil) | 0
Sub-total for Site 1: | [5 empty] | 0
2 | Vavalu Primary | 1 | Spring catchment box (new) | WAT4- Spring catchment Box | Contractor (Civil) | 0 | Ghaobata Ward | -9.5444 | 160.2278
| Vavalu Primary | 1 | Solar water pump (new) | WAT5-Solar Water Pump | Contractor (Civil) | 0
| Vavalu Primary | 1 | Steel 5000L overhead tank (new) | WAT3-Steel 5000L overhead tank | Contractor (Civil) | 0
| Vavalu Primary | 1 | 4-unit toilet block (new) | SAN2-4 Unit Toilet Block | Contractor (Civil) | 0
| Vavalu Primary | 1 | Septic tank and soakpit | SAN4-Septic tank and soakpit | Contractor (Civil) | 0
| Vavalu Primary | 1 | Handwashing station (new) | HYG2-Group HWS | Contractor (Civil) | 0
Sub-total for Site 2: | [5 empty] | 0
3 | Adeade Primary | 1 | Deep water borehole (new) | WAT2- Borehole 30m | Contractor (Civil) | 0 | Aola Ward | -9.484 | 160.4563
| Adeade Primary | 1 | Solar water pump (new) | WAT5-Solar Water Pump | Contractor (Civil) | 0
| Adeade Primary | 1 | Steel 5000L overhead tank (new) | WAT3-Steel 5000L overhead tank | Contractor (Civil) | 0
| Adeade Primary | 1 | 4-unit toilet block (new) | SAN2-4 Unit Toilet Block | Contractor (Civil) | 0
| Adeade Primary | 1 | Septic tank and soakpit | SAN4-Septic tank and soakpit | Contractor (Civil) | 0
| Adeade Primary | 1 | Handwashing station (new) | HYG2-Group HWS | Contractor (Civil) | 0
Sub-total for Site 3: | [5 empty] | 0
4 | Kobito Primary | 1 | Deep water borehole (new) | WAT2- Borehole 30m | Contractor (Civil) | 0 | Aola Ward | -9.539 | 160.5131
| Kobito Primary | 1 | Solar water pump (new) | WAT5-Solar Water Pump | Contractor (Civil) | 0
| Kobito Primary | 1 | Steel 5000L overhead tank (new) | WAT3-Steel 5000L overhead tank | Contractor (Civil) | 0
| Kobito Primary | 1 | 4-unit toilet block (new) | SAN2-4 Unit Toilet Block | Contractor (Civil) | 0
| Kobito Primary | 1 | Septic tank and soakpit | SAN4-Septic tank and soakpit | Contractor (Civil) | 0
| Kobito Primary | 1 | Handwashing station (new) | HYG2-Group HWS | Contractor (Civil) | 0
Sub-total for Site 4: | [5 empty] | 0
5 | Longgu Kaoka CHS | 1 | Deep water borehole (new) | WAT2- Borehole 30m | Contractor (Civil) | 0 | Longgu Kaoka Ward | -9.6818 | 160.6551
| Longgu Kaoka CHS | 1 | Solar water pump (new) | WAT5-Solar Water Pump | Contractor (Civil) | 0
| Longgu Kaoka CHS | 1 | Steel 5000L overhead tank (new) | WAT3-Steel 5000L overhead tank | Contractor (Civil) | 0
| Longgu Kaoka CHS | 1 | 4-unit toilet block (new) | SAN2-4 Unit Toilet Block | Contractor (Civil) | 0
| Longgu Kaoka CHS | 1 | Septic tank and soakpit | SAN4-Septic tank and soakpit | Contractor (Civil) | 0
| Longgu Kaoka CHS | 1 | Handwashing station (new) | HYG2-Group HWS | Contractor (Civil) | 0
Sub-total for Site 5: | [5 empty] | 0
6 | Sanalumu CHS | 1 | Deep water borehole (new) | WAT2- Borehole 30m | Contractor (Civil) | 0 | Kolokarako Ward | -9.6183 | 160551656
| Sanalumu CHS | 1 | Solar water pump (new) | WAT5-Solar Water Pump | Contractor (Civil) | 0
| Sanalumu CHS | 1 | Steel 5000L overhead tank (new) | WAT3-Steel 5000L overhead tank | Contractor (Civil) | 0
| Sanalumu CHS | 1 | 4-unit toilet block (new) | SAN2-4 Unit Toilet Block | Contractor (Civil) | 0
| Sanalumu CHS | 1 | Septic tank and soakpit | SAN4-Septic tank and soakpit | Contractor (Civil) | 0
| Sanalumu CHS | 1 | Handwashing station (new) | HYG2-Group HWS | Contractor (Civil) | 0
Sub-total for Site 6: | [5 empty] | 0
7 | Kolovaoulu Primary | 1 | Deep water borehole (new) | WAT2- Borehole 30m | Contractor (Civil) | 0 | Moli Ward | -9.9232 | 160.6476
| Kolovaoulu Primary | 1 | Solar water pump (new) | WAT5-Solar Water Pump | Contractor (Civil) | 0
| Kolovaoulu Primary | 1 | Steel 5000L overhead tank (new) | WAT3-Steel 5000L overhead tank | Contractor (Civil) | 0
| Kolovaoulu Primary | 1 | 4-unit toilet block (new) | SAN2-4 Unit Toilet Block | Contractor (Civil) | 0
| Kolovaoulu Primary | 1 | Septic tank and soakpit | SAN4-Septic tank and soakpit | Contractor (Civil) | 0
| Kolovaoulu Primary | 1 | Handwashing station (new) | HYG2-Group HWS | Contractor (Civil) | 0
Sub-total for Site 7:
| TOTAL COST FOR 7 SITES |  |  |  |  | 0

## Detailed BOQ(7 Sites)
UNICEF PACIFIC - LRPS - 2025 - 9199439
UPGRADING OF WASH FACILITIES IN 7 SCHOOLS in GUADALCANAL PROVINCE
Form 10: Bill of Quantities (BOQ) for 7 sites MATERIAL PRICING SCHEDULE Delivery Details: Vendors must quote including all transportation cost with delivery to each site.
(please complete the columns highlighted in yellow as part of the Financial Proposal)
Site Number | Site Name | Drawing | Item | Description | Unit | Qty | Unit Rate | Amount (SBD)
1 | Bemuta Primary | WAT3-Steel 5000L Overhead tank | Supply and construct a concrete & steel framed elevated tank stand (< 8m) for a 5000L storage tank to be installed. All plumbing works (piping) for the pump to the storage tank and, from the tank to each of the WASH facilties should be included.
|  |  | 1 | Storage Tank foundation and structure
|  |  | 1.1 | Formply | sheet | 5 |  | 0
|  |  | 1.2 | 40Kg Cement | bags | 20 |  | 0
|  |  | 1.3 | Sand | m3 | 2 |  | 0
|  |  | 1.4 | Builders mix gravel | m3 | 3 |  | 0
|  |  | 1.5 | D12 x 6m Rebar | length | 12 |  | 0
|  |  | 1.6 | R6 x 6m Rebar | length | 10 |  | 0
|  |  | 1.7 | D12 x 6m Rebar For bracing | length | 10 |  | 0
|  |  | 1.8 | 75mm x 2.5m mild steel C-steel | length | 2 |  | 0
|  |  | 1.9 | 50mm x 3.2mm x 6m SHG steel iron | length | 5 |  | 0
|  |  | 2 | 100mm x 4mm x 6m SHS steel iron | length | 6 |  | 0
|  |  | 2.1 | 30mm x 2mm x 6m SHS steel iron | length | 3 |  | 0
|  |  | 2.2 | 150mm x 100mm x 4mm L-shaped steel bracket with M16 bolt holes | Ea | 8 |  | 0
|  |  | 2.3 | 150mm x 50mm x 6m light gauge steel | length | 10 |  | 0
|  |  | 2.4 | 100mm x M16 Galvnized bolts, nuts and washer | Ea | 16 |  | 0
|  |  | 2.5 | diamond metal mesh | ft | 20 |  | 0
|  |  | 2.6 | Welding rods | pkt | 5 |  | 0
|  |  | 2 | Plumbing
|  |  | 2.1 | 5000 liters Tank | Ea | 1 |  | 0
|  |  | 2.2 | 25mm x 100m PE pipe | roll | 1 |  | 0
|  |  | 2.3 | 25mm-1" PE Male Adaptor | Ea | 2 |  | 0
|  |  | 2.4 | 25mm-1" PE Female Adaptor | Ea | 2 |  | 0
|  |  | 2.5 | 25mm PE elbow | Ea | 2 |  | 0
|  |  | 2.6 | 25mm- 1" mPVC valve socket | Ea | 4 |  | 0
|  |  | 2.7 | 25mm x 5.8m mPVC Pipe (Class 12) | length | 4 |  | 0
|  |  | 2.8 | 25mm mPVC plain elbow | Ea | 4 |  | 0
|  |  | 2.9 | 25mm Float valve set | Ea | 1 |  | 0
|  |  | 3 | 32mm mPVC faucet socket | Ea | 1 |  | 0
|  |  | 3.1 | 32mm mPVC plain elbow | Ea | 2 |  | 0
|  |  | 3.2 | 32mm mPVC valve socket | Ea | 3 |  | 0
|  |  | 3.3 | 32mm Ball valve (female) | Ea | 1 |  | 0
|  |  | 3.4 | 32m PE male adaptor | Ea | 1 |  | 0
|  |  | 3.5 | 32mm x 150m PE pipe | roll | 1 |  | 0
|  |  | 3.6 | 32mm-20mm PE coupling reducer | Ea | 1 |  | 0
|  |  | 3.7 | 20mm x 100m PE pipe | roll | 1 |  | 0
|  |  | 3.8 | 20mm-20mm-20mm PE equal tee coupling | Ea | 5 |  | 0
|  |  | 3.9 | 20mm-16mm PE coupling reducer | Ea | 2 |  | 0
|  |  | 4 | Teflon tape | Ea | 5 |  | 0
|  |  | 4.1 | Supply and install galvanized iron rope with relevant buckles and locks to brace the tank to the basement | set | 4 |  | 0
|  |  | 3 | Painting
|  |  | 3.1 | Prime coat (4ltr) | tin | 2 |  | 0
|  |  | 3.2 | Under coat (4ltr)- white | tin | 2 |  | 0
|  |  | 3.3 | Enamel coat (4ltr)- Sky blue colour | tin | 4 |  | 0
|  |  | 3.4 | Roller brush and tray | Ea | 2 |  | 0
|  |  | 3.5 | 100mm brush' | Ea | 2 |  | 0
|  |  | 4 | Labour and Profit | - | 1 |  | 0
|  |  | 5 | Transportation Costs | - | 1 |  | 0
|  |  | 6 | Contingency (Maximum 10%) | - | 10% | 0 | 0
|  |  | 7 | VAT (0%) - UNICEF is exempted | - | 0% | 0 | 0
Sub-total for 1 x Steel 5000L overhead tank | [7 empty] | 0
1 | Bemuta Primary | WAT5- Solar Water Pump | 8 | Solar Panels and Accessories
|  |  | 8.1 | 450Watts Solar panels | Ea | 3 |  | 0
|  |  | 8.2 | PV cables | m | 10 |  | 0
|  |  | 8.3 | MPPT Controller box set | Ea | 1 |  | 0
|  |  | 8.4 | DC Isolator Switch | Ea | 1 |  | 0
|  |  | 8.5 | MC4 Connectors | Ea | 4 |  | 0
|  |  | 8.6 | Earthing rod set | set | 1 |  | 0
|  |  | 9 | Frame
|  |  | 9.1 | Solar mid-clamps and end-clamps | set | 1 |  | 0
|  |  | 9.2 | Mounting rack and rail connectors | m | 15 |  | 0
|  |  | 9.3 | Aluminium meter box | Ea | 1 |  | 0
|  |  | 9.4 | 40Kg Cement | bags | 5 |  | 0
|  |  | 9.5 | Fine sand | m3 | 0.4 |  | 0
|  |  | 9.6 | Builders mix gravel | m3 | 0.5 |  | 0
|  |  | 9.7 | D10 x 6m rebar | length | 5 |  | 0
|  |  | 10 | Submersible water pump
|  |  | 10.1 | Submersible water pump (1KW) | set | 1 |  | 0
|  |  | 10.2 | Automatic Float Switch (water level sensor) | set | 2 |  | 0
|  |  | 10.3 | 3-core cable | m | 50 |  | 0
|  |  | 10.4 | 2-core cable | m | 50 |  | 0
|  |  | 10.5 | 25mm Flexi cable | m | 10 |  | 0
|  |  | 10.6 | 25mm x 4m underground PVC conduit pipe | length | 5 |  | 0
|  |  | 10.7 | 25mm PVC conduit elbow | Ea | 5 |  | 0
|  |  | 11 | Labour and Profit | - | 1 |  | 0
|  |  | 12 | Transportation Costs | - | 1 |  | 0
|  |  | 13 | Contingency (Maximum 10%) | - | 10% | 0 | 0
|  |  | 14 | VAT (0%) - UNICEF is exempted | - | 0% | 0 | 0
Sub-total for 1 x Solar water pump set | [7 empty] | 0
1 | Bemuta Primary | SAN2-4 Unit toilet blocks | 15 | Concrete Works
|  |  | 15.1 | Formply | sheets | 5 |  | 0
|  |  | 15.2 | 40Kg Cement | bags | 36 |  | 0
|  |  | 15.3 | Sand | m3 | 2 |  | 0
|  |  | 15.4 | Builders mix gravel | m3 | 4 |  | 0
|  |  | 16 | Reinforcing steel
|  |  | 16.1 | F72 Meshwire 5.8m x 2.2m | sheets | 2 |  | 0
|  |  | 16.2 | D12 x 6m Rebar | length | 46 |  | 0
|  |  | 16.3 | R6 x 6m Rebar | length | 20 |  | 0
|  |  | 16.4 | tie wire | kg | 10 |  | 0
|  |  | 17 | Carpentry |  |  |  | 0
|  |  | 17.1 | 175mm x 25mm H3 timber | m | 27 |  | 0
|  |  | 17.2 | 100mm x 50mm H3 timber | m | 300 |  | 0
|  |  | 17.3 | 75mm x 50mm H3 timber | m | 64 |  | 0
|  |  | 17.4 | 50mm x 20mm H3 timber (Bullnose) | m | 108 |  | 0
|  |  | 17.5 | 16mm x 16mm timber (Quarter round) | m | 101 |  | 0
|  |  | 17.6 | 2.44m x 1.22m x 4.5mm Fibro cement board | sheets | 30 |  | 0
|  |  | 17.7 | Anchor bolt D12 x 150mm | no | 6 |  | 0
|  |  | 18 | Roofing and walling sheeting
|  |  | 18.1 | 24g x 14ft Zincalume (4.2m) | sheets | 10 |  | 0
|  |  | 18.2 | 26g x 9ft Zincalume (2.8m) for wall cladding | sheets | 24 |  | 0
|  |  | 18.3 | 26g Zincalume flashings | m | 50 |  | 0
|  |  | 18.4 | Sisalation | roll | 3 |  | 0
|  |  | 18.5 | birds wire mesh | roll | 3 |  | 0
|  |  | 18.6 | Barge roll flashing (4.2m) | length | 2 |  | 0
|  |  | 19 | Joinery
|  |  | 19.1 | Window & Door Jamb and sill 150x50 vitex | m | 94 |  | 0
|  |  | 19.2 | Countersunk screw M6 x 100mm | pkt | 7 |  | 0
|  |  | 19.3 | 100mm door hinges | pair | 7 |  | 0
|  |  | 19.4 | 900mm x 2100mm solid core door panel | Ea | 7 |  | 0
|  |  | 19.5 | Door knob | Ea | 7 |  | 0
|  |  | 19.6 | Breezeway 4 blade aluminium frame lourve set | pair | 7 |  | 0
|  |  | 19.7 | 900mm x 152mm Obsecure glass louvre | Ea | 28 |  | 0
|  |  | 19.8 | Fly screen | roll | 1 |  | 0
|  |  | 19.9 | 1.2m x 6m Aluminium diamond security grilles | sheet | 1 |  | 0
|  |  | 20 | 0.8mm x 30m strap brazing | roll | 1 |  | 0
|  |  | 20 | Nails
|  |  | 20.1 | 5" nail (jolts head) | Kg | 6 |  | 0
|  |  | 20.2 | 4" nail (jolts head) | Kg | 12 |  | 0
|  |  | 20.3 | 4" nail (concrete nail) | Kg | 2 |  | 0
|  |  | 20.4 | 3" nail (jolts head) | Kg | 8 |  | 0
|  |  | 20.5 | 2" nail (jolts head) | Kg | 4 |  | 0
|  |  | 20.6 | 3/4" self-tapping screw | pkt | 7 |  | 0
|  |  | 20.7 | 1/2" clout nail | Kg | 3 |  | 0
|  |  | 20.8 | Metal roofing screw (stainless steel) | pkt | 4 |  | 0
|  |  | 21 | Plumbing
|  |  | 21.1 | Caroma toilet cistern slimline with seat cover | Ea | 4 |  | 0
|  |  | 21.2 | Toilet pan "P" Trap | Ea | 4 |  | 0
|  |  | 21.3 | 100mm Pan collar | Ea | 4 |  | 0
|  |  | 21.4 | Mini cistern tap kit 600mm flexible chrome | Ea | 4 |  | 0
|  |  | 21.5 | 500 wall hung basin c/w bracket set | Ea | 2 |  | 0
|  |  | 21.6 | Lever action tap | Ea | 2 |  | 0
|  |  | 21.7 | Toilet roll holder | Ea | 4 |  | 0
|  |  | 21.8 | Single shower assembly 300 tail | Ea | 1 |  | 0
|  |  | 21.9 | Shower head | Ea | 1 |  | 0
|  |  | 22 | 100mm dia DWV uPVC pipe (5.8m) | length | 4 |  | 0
|  |  | 22.1 | 100mm dia PVC Gully trap | Ea | 1 |  | 0
|  |  | 22.2 | 100mm dia DWV T-square Junction | Ea | 5 |  | 0
|  |  | 22.3 | 100mm dia DWV Access bend | Ea | 4 |  | 0
|  |  | 22.4 | 100mm dia DWV uPVC bend | Ea | 2 |  | 0
|  |  | 22.5 | 100mm DWV uPVC end cap | Ea | 2 |  | 0
|  |  | 22.6 | 100mm x 50mm uPVC reducing bush | Ea | 2 |  | 0
|  |  | 22.7 | 100mm spigot grate | Ea | 1 |  | 0
|  |  | 22.8 | 100mm x 50mm uPVC reducer | Ea | 1 |  | 0
|  |  | 22.9 | 50mm dia DWV uPVC pipe (5.8m) | length | 5 |  | 0
|  |  | 23 | 50mm dia DWV uPVC T-square Junction | Ea | 2 |  | 0
|  |  | 23.1 | 50mm DWV uPVC Waste s-trap | Ea | 3 |  | 0
|  |  | 23.2 | 50mm DWV uPVC Vent cowel | Ea | 1 |  | 0
|  |  | 23.3 | 50mm DWV uPVC bend | Ea | 5 |  | 0
|  |  | 23.4 | 16mm PEX pipe | m | 20 |  | 0
|  |  | 23.5 | 16mm x 1/2" PEX Multilayer female elbow lugged | Ea | 7 |  | 0
|  |  | 23.6 | 16mm x 1/2" PEX Multilayer loose nut adaptor | Ea | 1 |  | 0
|  |  | 23.7 | 16mm PEX elbow | Ea | 3 |  | 0
|  |  | 23.8 | 16mm PEX equal tee | Ea | 6 |  | 0
|  |  | 23.9 | 16mm Wash Basin & Sink extension EX75 | Ea | 2 |  | 0
|  |  | 24 | 1/2" Brass nylon olive union 15C x MI | Ea | 1 |  | 0
|  |  | 24.1 | PVC solvent cement flue (50ml) | tin | 2 |  | 0
|  |  | 24.2 | Teflon tapes | Ea | 5 |  | 0
|  |  | 22 | Tile
|  |  | 22.1 | 300mm x 300mm ceramic non-slip tile | pcs | 68 |  | 0
|  |  | 22.2 | Ceramic tile fix cement 30Kg | bags | 6 |  | 0
|  |  | 22.3 | Grout 30Kg | bags | 1 |  | 0
|  |  | 22.4 | spacer 5mm | pkt | 1 |  | 0
|  |  | 23 | Paint
|  |  | 23.1 | Prime coat (4ltr) | tin | 3 |  | 0
|  |  | 23.2 | Under coat (4ltr)- white colour | tin | 4 |  | 0
|  |  | 23.3 | Enamel coat (4ltr)- Sky blue clour | tin | 4 |  | 0
|  |  | 23.4 | Roller brush and tray | Ea | 3 |  | 0
|  |  | 23.5 | 100mm brush' | Ea | 3 |  | 0
|  |  | 23.6 | skin for roller brush | Ea | 3 |  | 0
|  |  | 24 | RAMP for children with dissability design |  |  |  | 0
|  |  | 24.1 | 40Kg Cement | bags | 3 |  | 0
|  |  | 24.2 | Sand | m3 | 0.3 |  | 0
|  |  | 24.3 | Builders mix gravel | m3 | 0.5 |  | 0
|  |  | 24.4 | Stainless steel handrailing set | set | 1 |  | 0
|  |  | 25 | Labour and Profit | - | 1 |  | 0
|  |  | 26 | Transportation Costs | - | 1 |  | 0
|  |  | 27 | Contingency (Maximum 10%) | - | 10% | 0 | 0
|  |  | 28 | VAT (0%) - UNICEF is exempted | - | 0% | 0 | 0
Total for 1 x 4-Unit Toilet Block | [7 empty] | 0
1 | Bemuta Primary | SAN4-Septic tank and soak pit | 29 | Septic tank (150 users)
|  |  | 29.1 | 40Kg Cement | bags | 11 |  | 0
|  |  | 29.2 | Sand | m3 | 1 |  | 0
|  |  | 29.3 | Builders mix gravel | m3 | 1.5 |  | 0
|  |  | 29.4 | 150mm x 200mm x 400mm masonry (concrete block) | Ea | 250 |  | 0
|  |  | 29.5 | D16 x 6m Rebar | length | 14 |  | 0
|  |  | 29.6 | D10 x 6m Rebar | length | 9 |  | 0
|  |  | 29.7 | F82 fabricated mesh | sheet | 1 |  | 0
|  |  | 29.8 | 100mm dia DWV PVC Equal Tee | Ea | 2 |  | 0
|  |  | 30 | Soakage trench (for 150 users)
|  |  | 30.1 | Stones | m3 | 4 |  | 0
|  |  | 30.2 | 100mm x 5.8m dia perforated pipe | length | 3 |  | 0
|  |  | 31 | Soakaway pit
|  |  | 31.1 | D12 x 6m Rebar | length | 4 |  | 0
|  |  | 31.2 | D10 x 6m Rebar | length | 4 |  | 0
|  |  | 31.3 | F82 fabricated mesh | sheet | 0.25 |  | 0
|  |  | 31.4 | 150mm x 200mm x 400mm masonry (concrete block) | Ea | 240 |  | 0
|  |  | 31.5 | Sand | m3 | 0.5 |  | 0
|  |  | 31.6 | 40Kg Cement | bag | 4 |  | 0
|  |  | 32 | Labour and Profit | - | 1 |  | 0
|  |  | 33 | Transportation Costs | - | 1 |  | 0
|  |  | 34 | Contingency (Maximum 10%) | - | 10% | 0 | 0
|  |  | 35 | VAT (0%) - UNICEF is exempted | - | 0% | 0 | 0
Total for 1 x Septic tank and soakpit | [7 empty] | 0
1 | Bemuta Primary | HYG2-Group Handwashing Station | 36 | Concrete
|  |  | 36.1 | 40Kg Cement | bags | 5 |  | 0
|  |  | 36.2 | 150mm x 200mm x 400mm masonry (concrete block) | Ea | 45 |  | 0
|  |  | 36.3 | Formply | sheets | 1 |  | 0
|  |  | 36.4 | Sand | m3 | 0.3 |  | 0
|  |  | 36.5 | Builders mix gravel | m3 | 0.5 |  | 0
|  |  | 37 | Reinforcing steel
|  |  | 37.1 | Tie wires | Kg | 1 |  | 0
|  |  | 37.2 | D12 x 6m Rebars | length | 4 |  | 0
|  |  | 37.3 | R6 x 6m Rebars | length | 2 |  | 0
|  |  | 37.4 | SL72 meshwire | sheets | 1 |  | 0
|  |  | 38 | Plumbing
|  |  | 38.1 | 3m stainless alulminium steel sink | set | 1 |  | 0
|  |  | 38.2 | 50mm x 5.8m PVC pipe | length | 2 |  | 0
|  |  | 38.3 | 50mm DWV uPVC Waste s-trap | pcs | 1 |  | 0
|  |  | 38.4 | 50mm DWV uPVC bend | pcs | 3 |  | 0
|  |  | 38.5 | 20mm x 6m Galvanised iron | pcs | 1 |  | 0
|  |  | 38.6 | 20mm GI socket | pcs | 4 |  | 0
|  |  | 38.7 | 20mm GI equal tee | pcs | 3 |  | 0
|  |  | 38.8 | 20mm GI elbow | pcs | 4 |  | 0
|  |  | 38.9 | 20mm GI union | pcs | 4 |  | 0
|  |  | 39 | 20mm brass gate valve | pcs | 1 |  | 0
|  |  | 39.1 | 20mm GI nipple | pcs | 4 |  | 0
|  |  | 39.2 | 20mm brass lockable taps | pcs | 4 |  | 0
|  |  | 39 | Timber and accessories
|  |  | 39.1 | 100mm x 50mm vitex timber | m | 15 |  | 0
|  |  | 39.2 | 3" nail | Kg | 4 |  | 0
|  |  | 39.3 | teflon tape | pcs | 2 |  | 0
|  |  | 40 | Labour and Profit | - | 1 |  | 0
|  |  | 41 | Transportation Costs | - | 1 |  | 0
|  |  | 42 | Contingency (Maximum 10%) | - | 10% | 0 | 0
|  |  | 43 | VAT (0%) - UNICEF is exempted | - | 0% | 0 | 0
Total 1 x Group Handwashing Station | [7 empty] | 0
2 | Vavalu Primary | WAT4-Spring Catchment Box | 1 | Concrete and Masonry Works
|  |  | 1.1 | Formply | sheets | 2 |  | 0
|  |  | 1.2 | 150mm x 200mm x 400mm masonry (concrete block) | Ea | 72 |  | 0
|  |  | 1.3 | 40Kg Cement | bags | 12 |  | 0
|  |  | 1.4 | Fine sand | m3 | 0.4 |  | 0
|  |  | 1.5 | Builders mix gravel | m3 | 0.7 |  | 0
|  |  | 2 | Reinforcing steel
|  |  | 2.1 | F72 Meshwire | sheets | 1 |  | 0
|  |  | 2.2 | D10 x 6m rebar | length | 6 |  | 0
|  |  | 2.3 | tie wire | kg | 10 |  | 0
|  |  | 3 | Plumbing and Miscellaneous
|  |  | 3.1 | 50mm x 6m GI Pipe | length | 2 |  | 0
|  |  | 3.2 | 50mm x 5.8m mPVC Pressure pipe | length | 1 |  | 0
|  |  | 3.3 | 50mm GI end cap | Ea | 1 |  | 0
|  |  | 3.4 | 50mm x 150m PE Pipe | length | 2 |  | 0
|  |  | 3.5 | 50mm PE Coupling | Ea | 1 |  | 0
|  |  | 3.6 | 50mm-25mm PE coupling reducer | Ea | 1 |  | 0
|  |  | 3.7 | 75mm x 50mm RS timber | m | 30 |  | 0
|  |  | 3.8 | 4" nail (jolts head) | Kg | 2 |  | 0
|  |  | 3.9 | 3" nail (concrete nail) | Kg | 2 |  | 0
|  |  | 4 | 3" nail (jolts head) | Kg | 2 |  | 0
|  |  | 4 | Labour and Profit | - | 1 |  | 0
|  |  | 5 | Transportation Costs | - | 1 |  | 0
|  |  | 6 | Contingency (Maximum 10%) | - | 10% | 0 | 0
|  |  | 7 | VAT (0%) - UNICEF is exempted | - | 0% | 0 | 0
Sub-total for 1 x Spring Catchment Box | [7 empty] | 0
2 | Vavalu Primary | WAT5- Solar Water Pump | 8 | Solar Panels and Accessories
|  |  | 8.1 | 450Watts Solar panels | Ea | 3 |  | 0
|  |  | 8.2 | PV cables | m | 10 |  | 0
|  |  | 8.3 | MPPT Controller box set | Ea | 1 |  | 0
|  |  | 8.4 | DC Isolator Switch | Ea | 1 |  | 0
|  |  | 8.5 | MC4 Connectors | Ea | 4 |  | 0
|  |  | 8.6 | Earthing rod set | set | 1 |  | 0
|  |  | 9 | Frame
|  |  | 9.1 | Solar mid-clamps and end-clamps | set | 1 |  | 0
|  |  | 9.2 | Mounting rack and rail connectors | m | 15 |  | 0
|  |  | 9.3 | Aluminium meter box | Ea | 1 |  | 0
|  |  | 9.4 | 40Kg Cement | bags | 5 |  | 0
|  |  | 9.5 | Fine sand | m3 | 0.4 |  | 0
|  |  | 9.6 | Builders mix gravel | m3 | 0.5 |  | 0
|  |  | 9.7 | D10 x 6m rebar | length | 5 |  | 0
|  |  | 10 | Submersible water pump
|  |  | 10.1 | Submersible water pump (1KW) | set | 1 |  | 0
|  |  | 10.2 | Automatic Float Switch (water level sensor) | set | 2 |  | 0
|  |  | 10.3 | 3-core cable | m | 50 |  | 0
|  |  | 10.4 | 2-core cable | m | 50 |  | 0
|  |  | 10.5 | 25mm Flexi cable | m | 10 |  | 0
|  |  | 10.6 | 25mm x 4m underground PVC conduit pipe | length | 5 |  | 0
|  |  | 10.7 | 25mm PVC conduit elbow | Ea | 5 |  | 0
|  |  | 11 | Labour and Profit | - | 1 |  | 0
|  |  | 12 | Transportation Costs | - | 1 |  | 0
|  |  | 13 | Contingency (Maximum 10%) | - | 10% | 0 | 0
|  |  | 14 | VAT (0%) - UNICEF is exempted | - | 0% | 0 | 0
Sub-total for 1 x Solar water pump set | [7 empty] | 0
2 | Vavalu Primary | WAT3-Steel 5000L Overhead tank | Supply and construct a concrete & steel framed elevated tank stand (< 8m) for a 5000L storage tank to be installed. All plumbing works (piping) for the pump to the storage tank and, from the tank to each of the WASH facilties should be included.
|  |  | 15 | Storage Tank foundation and structure
|  |  | 15.1 | Formply | sheet | 5 |  | 0
|  |  | 15.2 | 40Kg Cement | bags | 20 |  | 0
|  |  | 15.3 | Sand | m3 | 2 |  | 0
|  |  | 15.4 | Builders mix gravel | m3 | 3 |  | 0
|  |  | 15.5 | D12 x 6m Rebar | length | 12 |  | 0
|  |  | 15.6 | R6 x 6m Rebar | length | 10 |  | 0
|  |  | 15.7 | D12 x 6m Rebar For bracing | length | 10 |  | 0
|  |  | 15.8 | 75mm x 2.5m mild steel C-steel | length | 2 |  | 0
|  |  | 15.9 | 50mm x 3.2mm x 6m SHG steel iron | length | 5 |  | 0
|  |  | 16 | 100mm x 4mm x 6m SHS steel iron | length | 6 |  | 0
|  |  | 16.1 | 30mm x 2mm x 6m SHS steel iron | length | 3 |  | 0
|  |  | 16.2 | 150mm x 100mm x 4mm L-shaped steel bracket with M16 bolt holes | Ea | 8 |  | 0
|  |  | 16.3 | 150mm x 50mm x 6m light gauge steel | length | 10 |  | 0
|  |  | 16.4 | 100mm x M16 Galvnized bolts, nuts and washer | Ea | 16 |  | 0
|  |  | 16.5 | diamond metal mesh | ft | 20 |  | 0
|  |  | 16.6 | Welding rods | pkt | 5 |  | 0
|  |  | 16 | Plumbing
|  |  | 16.1 | 5000 liters Tank | Ea | 1 |  | 0
|  |  | 16.2 | 25mm x 100m PE pipe | roll | 1 |  | 0
|  |  | 16.3 | 25mm-1" PE Male Adaptor | Ea | 2 |  | 0
|  |  | 16.4 | 25mm-1" PE Female Adaptor | Ea | 2 |  | 0
|  |  | 16.5 | 25mm PE elbow | Ea | 2 |  | 0
|  |  | 16.6 | 25mm- 1" mPVC valve socket | Ea | 4 |  | 0
|  |  | 16.7 | 25mm x 5.8m mPVC Pipe (Class 12) | length | 4 |  | 0
|  |  | 16.8 | 25mm mPVC plain elbow | Ea | 4 |  | 0
|  |  | 16.9 | 25mm Float valve set | Ea | 1 |  | 0
|  |  | 17 | 32mm mPVC faucet socket | Ea | 1 |  | 0
|  |  | 17.1 | 32mm mPVC plain elbow | Ea | 2 |  | 0
|  |  | 17.2 | 32mm mPVC valve socket | Ea | 3 |  | 0
|  |  | 17.3 | 32mm Ball valve (female) | Ea | 1 |  | 0
|  |  | 17.4 | 32m PE male adaptor | Ea | 1 |  | 0
|  |  | 17.5 | 32mm x 150m PE pipe | roll | 1 |  | 0
|  |  | 17.6 | 32mm-20mm PE coupling reducer | Ea | 1 |  | 0
|  |  | 17.7 | 20mm x 100m PE pipe | roll | 1 |  | 0
|  |  | 17.8 | 20mm-20mm-20mm PE equal tee coupling | Ea | 5 |  | 0
|  |  | 17.9 | 20mm-16mm PE coupling reducer | Ea | 2 |  | 0
|  |  | 18 | Teflon tape | Ea | 5 |  | 0
|  |  | 18.1 | Supply and install galvanized iron rope with relevant buckles and locks to brace the tank to the basement | set | 4 |  | 0
|  |  | 17 | Painting
|  |  | 17.1 | Prime coat (4ltr) | tin | 2 |  | 0
|  |  | 17.2 | Under coat (4ltr)- white | tin | 2 |  | 0
|  |  | 17.3 | Enamel coat (4ltr)- Sky blue colour | tin | 4 |  | 0
|  |  | 17.4 | Roller brush and tray | Ea | 2 |  | 0
|  |  | 17.5 | 100mm brush' | Ea | 2 |  | 0
|  |  | 18 | Labour and Profit | - | 1 |  | 0
|  |  | 19 | Transportation Costs | - | 1 |  | 0
|  |  | 20 | Contingency (Maximum 10%) | - | 10% | 0 | 0
|  |  | 21 | VAT (0%) - UNICEF is exempted | - | 0% | 0 | 0
Sub-total for 1 x Steel 5000L overhead tank | [7 empty] | 0
2 | Vavalu Primary | SAN2-4 Unit toilet blocks | 22 | Concrete Works
|  |  | 22.1 | Formply | sheets | 5 |  | 0
|  |  | 22.2 | 40Kg Cement | bags | 36 |  | 0
|  |  | 22.3 | Sand | m3 | 2 |  | 0
|  |  | 22.4 | Builders mix gravel | m3 | 4 |  | 0
|  |  | 23 | Reinforcing steel
|  |  | 23.1 | F72 Meshwire 5.8m x 2.2m | sheets | 2 |  | 0
|  |  | 23.2 | D12 x 6m Rebar | length | 46 |  | 0
|  |  | 23.3 | R6 x 6m Rebar | length | 20 |  | 0
|  |  | 23.4 | tie wire | kg | 10 |  | 0
|  |  | 24 | Carpentry
|  |  | 24.1 | 175mm x 25mm H3 timber | m | 27 |  | 0
|  |  | 24.2 | 100mm x 50mm H3 timber | m | 300 |  | 0
|  |  | 24.3 | 75mm x 50mm H3 timber | m | 64 |  | 0
|  |  | 24.4 | 50mm x 20mm H3 timber (Bullnose) | m | 108 |  | 0
|  |  | 24.5 | 16mm x 16mm timber (Quarter round) | m | 101 |  | 0
|  |  | 24.6 | 2.44m x 1.22m x 4.5mm Fibro cement board | sheets | 30 |  | 0
|  |  | 24.7 | Anchor bolt D12 x 150mm | no | 6 |  | 0
|  |  | 25 | Roofing and walling sheeting
|  |  | 25.1 | 24g x 14ft Zincalume (4.2m) | sheets | 10 |  | 0
|  |  | 25.6 | 26g x 9ft Zincalume (2.8m) for wall cladding | sheets | 24 |  | 0
|  |  | 26.1 | 26g Zincalume flashings | m | 50 |  | 0
|  |  | 26.6 | Sisalation | roll | 3 |  | 0
|  |  | 27.1 | birds wire mesh | roll | 3 |  | 0
|  |  | 27.6 | Barge roll flashing (4.2m) | length | 2 |  | 0
|  |  | 26 | Joinery
|  |  | 26.1 | Window & Door Jamb and sill 150x50 vitex | m | 94 |  | 0
|  |  | 26.2 | Countersunk screw M6 x 100mm | pkt | 7 |  | 0
|  |  | 26.3 | 100mm door hinges | pair | 7 |  | 0
|  |  | 26.4 | 900mm x 2100mm solid core door panel | Ea | 7 |  | 0
|  |  | 26.5 | Door knob | Ea | 7 |  | 0
|  |  | 26.6 | Breezeway 4 blade aluminium frame lourve set | pair | 7 |  | 0
|  |  | 26.7 | 900mm x 152mm Obsecure glass louvre | Ea | 28 |  | 0
|  |  | 26.8 | Fly screen | roll | 1 |  | 0
|  |  | 26.9 | 1.2m x 6m Aluminium diamond security grilles | sheet | 1 |  | 0
|  |  | 27 | 0.8mm x 30m strap brazing | roll | 1 |  | 0
|  |  | 27 | Nails
|  |  | 27.1 | 5" nail (jolts head) | Kg | 6 |  | 0
|  |  | 27.2 | 4" nail (jolts head) | Kg | 12 |  | 0
|  |  | 27.3 | 4" nail (concrete nail) | Kg | 2 |  | 0
|  |  | 27.4 | 3" nail (jolts head) | Kg | 8 |  | 0
|  |  | 27.5 | 2" nail (jolts head) | Kg | 4 |  | 0
|  |  | 27.6 | 3/4" self-tapping screw | pkt | 7 |  | 0
|  |  | 27.7 | 1/2" clout nail | Kg | 3 |  | 0
|  |  | 27.8 | Metal roofing screw (stainless steel) | pkt | 4 |  | 0
|  |  | 28 | Plumbing
|  |  | 28.1 | Caroma toilet cistern slimline with seat cover | Ea | 4 |  | 0
|  |  | 28.2 | Toilet pan "P" Trap | Ea | 4 |  | 0
|  |  | 28.3 | 100mm Pan collar | Ea | 4 |  | 0
|  |  | 28.4 | Mini cistern tap kit 600mm flexible chrome | Ea | 4 |  | 0
|  |  | 28.5 | 500 wall hung basin c/w bracket set | Ea | 2 |  | 0
|  |  | 28.6 | Lever action tap | Ea | 2 |  | 0
|  |  | 28.7 | Toilet roll holder | Ea | 4 |  | 0
|  |  | 28.8 | Single shower assembly 300 tail | Ea | 1 |  | 0
|  |  | 28.9 | Shower head | Ea | 1 |  | 0
|  |  | 29 | 100mm dia DWV uPVC pipe (5.8m) | length | 4 |  | 0
|  |  | 29.1 | 100mm dia PVC Gully trap | Ea | 1 |  | 0
|  |  | 29.2 | 100mm dia DWV T-square Junction | Ea | 5 |  | 0
|  |  | 29.3 | 100mm dia DWV Access bend | Ea | 4 |  | 0
|  |  | 29.4 | 100mm dia DWV uPVC bend | Ea | 2 |  | 0
|  |  | 29.5 | 100mm DWV uPVC end cap | Ea | 2 |  | 0
|  |  | 29.6 | 100mm x 50mm uPVC reducing bush | Ea | 2 |  | 0
|  |  | 29.7 | 100mm spigot grate | Ea | 1 |  | 0
|  |  | 29.8 | 100mm x 50mm uPVC reducer | Ea | 1 |  | 0
|  |  | 29.9 | 50mm dia DWV uPVC pipe (5.8m) | length | 5 |  | 0
|  |  | 30 | 50mm dia DWV uPVC T-square Junction | Ea | 2 |  | 0
|  |  | 30.1 | 50mm DWV uPVC Waste s-trap | Ea | 3 |  | 0
|  |  | 30.2 | 50mm DWV uPVC Vent cowel | Ea | 1 |  | 0
|  |  | 30.3 | 50mm DWV uPVC bend | Ea | 5 |  | 0
|  |  | 30.4 | 16mm PEX pipe | m | 20 |  | 0
|  |  | 30.5 | 16mm x 1/2" PEX Multilayer female elbow lugged | Ea | 7 |  | 0
|  |  | 30.6 | 16mm x 1/2" PEX Multilayer loose nut adaptor | Ea | 1 |  | 0
|  |  | 30.7 | 16mm PEX elbow | Ea | 3 |  | 0
|  |  | 30.8 | 16mm PEX equal tee | Ea | 6 |  | 0
|  |  | 30.9 | 16mm Wash Basin & Sink extension EX75 | Ea | 2 |  | 0
|  |  | 31 | 1/2" Brass nylon olive union 15C x MI | Ea | 1 |  | 0
|  |  | 31.1 | PVC solvent cement flue (50ml) | tin | 2 |  | 0
|  |  | 31.2 | Teflon tapes | Ea | 5 |  | 0
|  |  | 29 | Tile
|  |  | 29.1 | 300mm x 300mm ceramic non-slip tile | pcs | 68 |  | 0
|  |  | 29.2 | Ceramic tile fix cement 30Kg | bags | 6 |  | 0
|  |  | 29.3 | Grout 30Kg | bags | 1 |  | 0
|  |  | 29.4 | spacer 5mm | pkt | 1 |  | 0
|  |  | 30 | Paint
|  |  | 30.1 | Prime coat (4ltr) | tin | 3 |  | 0
|  |  | 30.2 | Under coat (4ltr)- white colour | tin | 4 |  | 0
|  |  | 30.3 | Enamel coat (4ltr)- Sky blue clour | tin | 4 |  | 0
|  |  | 30.4 | Roller brush and tray | Ea | 3 |  | 0
|  |  | 30.5 | 100mm brush' | Ea | 3 |  | 0
|  |  | 30.6 | skin for roller brush | Ea | 3 |  | 0
|  |  | 31 | RAMP for children with dissability design
|  |  | 31.1 | 40Kg Cement | bags | 3 |  | 0
|  |  | 31.2 | Sand | m3 | 0.3 |  | 0
|  |  | 31.3 | Builders mix gravel | m3 | 0.5 |  | 0
|  |  | 31.4 | Stainless steel handrailing set | set | 1 |  | 0
|  |  | 32 | Labour and Profit | - | 1 |  | 0
|  |  | 33 | Transportation Costs | - | 1 |  | 0
|  |  | 34 | Contingency (Maximum 10%) | - | 10% | 0 | 0
|  |  | 35 | VAT (0%) - UNICEF is exempted | - | 0% | 0 | 0
Total for 1 x 4-Unit Toilet Block | [7 empty] | 0
2 | Vavalu Primary | SAN4-Septic tank and soak pit | 36 | Septic tank (150 users)
|  |  | 36.1 | 40Kg Cement | bags | 11 |  | 0
|  |  | 36.2 | Sand | m3 | 1 |  | 0
|  |  | 36.3 | Builders mix gravel | m3 | 1.5 |  | 0
|  |  | 36.4 | 150mm x 200mm x 400mm masonry (concrete block) | Ea | 250 |  | 0
|  |  | 36.5 | D16 x 6m Rebar | length | 14 |  | 0
|  |  | 36.6 | D10 x 6m Rebar | length | 9 |  | 0
|  |  | 36.7 | F82 fabricated mesh | sheet | 1 |  | 0
|  |  | 36.8 | 100mm dia DWV PVC Equal Tee | Ea | 2 |  | 0
|  |  | 37 | Soakage trench (for 150 users)
|  |  | 37.1 | Stones | m3 | 4 |  | 0
|  |  | 37.2 | 100mm x 5.8m dia perforated pipe | length | 3 |  | 0
|  |  | 38 | Soakaway pit
|  |  | 38.1 | D12 x 6m Rebar | length | 4 |  | 0
|  |  | 38.2 | D10 x 6m Rebar | length | 4 |  | 0
|  |  | 38.3 | F82 fabricated mesh | sheet | 0.25 |  | 0
|  |  | 38.4 | 150mm x 200mm x 400mm masonry (concrete block) | Ea | 240 |  | 0
|  |  | 38.5 | Sand | m3 | 0.5 |  | 0
|  |  | 38.6 | 40Kg Cement | bag | 4 |  | 0
|  |  | 40 | Labour and Profit | - | 1 |  | 0
|  |  | 41 | Transportation Costs | - | 1 |  | 0
|  |  | 42 | Contingency (Maximum 10%) | - | 10% | 0 | 0
|  |  | 43 | VAT (0%) - UNICEF is exempted | - | 0% | 0 | 0
Total for 1 x Septic tank and soakpit | [7 empty] | 0
2 | Vavalu Primary | HYG2-Group Handwashing Station | 44 | Concrete
|  |  |  | 40Kg Cement | bags | 5 |  | 0
|  |  |  | 150mm x 200mm x 400mm masonry (concrete block) | Ea | 45 |  | 0
|  |  |  | Formply | sheets | 1 |  | 0
|  |  |  | Sand | m3 | 0.3 |  | 0
|  |  |  | Builders mix gravel | m3 | 0.5 |  | 0
|  |  | 45 | Reinforcing steel
|  |  |  | Tie wires | Kg | 1 |  | 0
|  |  |  | D12 x 6m Rebars | length | 4 |  | 0
|  |  |  | R6 x 6m Rebars | length | 2 |  | 0
|  |  |  | SL72 meshwire | sheets | 1 |  | 0
|  |  | 46 | Plumbing
|  |  |  | 3m stainless alulminium steel sink | set | 1 |  | 0
|  |  |  | 50mm x 5.8m PVC pipe | length | 2 |  | 0
|  |  |  | 50mm DWV uPVC Waste s-trap | pcs | 1 |  | 0
|  |  |  | 50mm DWV uPVC bend | pcs | 3 |  | 0
|  |  |  | 20mm x 6m Galvanised iron | pcs | 1 |  | 0
|  |  |  | 20mm GI socket | pcs | 4 |  | 0
|  |  |  | 20mm GI equal tee | pcs | 3 |  | 0
|  |  |  | 20mm GI elbow | pcs | 4 |  | 0
|  |  |  | 20mm GI union | pcs | 4 |  | 0
|  |  |  | 20mm brass gate valve | pcs | 1 |  | 0
|  |  |  | 20mm GI nipple | pcs | 4 |  | 0
|  |  |  | 20mm brass lockable taps | pcs | 4 |  | 0
|  |  | 47 | Timber and accessories
|  |  |  | 100mm x 50mm vitex timber | m | 15 |  | 0
|  |  |  | 3" nail | Kg | 4 |  | 0
|  |  |  | teflon tape | pcs | 2 |  | 0
|  |  | 48 | Labour and Profit | - | 1 |  | 0
|  |  | 49 | Transportation Costs | - | 1 |  | 0
|  |  | 50 | Contingency (Maximum 10%) | - | 10% | 0 | 0
|  |  | 51 | VAT (0%) - UNICEF is exempted | - | 0% | 0 | 0
Total 1 X Group Handwashing Station | [7 empty] | 0
3 | Adeade Primary | WAT2-Borehole 30M | 1 | Preparatory activities
|  |  | 1.1 | Site assessment and feasibility study for the drilling project. | LS | 1 |  | 0
|  |  | 2 | GENERAL
|  |  | 2.1 | Mobilization of drilling rigs & equipment, crew, and material | LS | 1 |  | 0
|  |  | 2.2 | Demobilization | LS | 1 |  | 0
|  |  | 2.3 | Site clearing and preparation | No | 1 |  | 0
|  |  | 2.3 | Provision for UXO site clearance | No | 1 |  | 0
|  |  | 3 | DRILLING
|  |  | 3.1 | with Ø 10-inch bit | LM | 30 |  | 0
|  |  | 4 | SUPPLY AND INSTALL
|  |  | 4.1 | Surface casing Ø 10 inches | LM | 10 |  | 0
|  |  | 4.2 | PVC-U (Class 12) casing Ø 8 inches | LM | 30 |  | 0
|  |  | 4.3 | PVC-U (Class 12) Screen Ø 8 inches | LM | 12 |  | 0
|  |  | 4.4 | Supply and pack selected river gravel | M3 | 30 |  | 0
|  |  | 4.5 | Well head construction | No | 1 |  | 0
|  |  | 4.6 | Grouting with cement | M3 | 1 |  | 0
|  |  | 4.7 | well head | No | 1 |  | 0
|  |  | 5 | WELL DEVELOPMENT (mechanical and air surging, compressor, and reverse circulation) | Hr. | 20 |  | 0
|  |  | 6 | PUMPING TEST
|  |  | 6.1 | Preliminary pumping test | Hr. | 4 |  | 0
|  |  | 6.2 | Conduct step-draw down test | Hr. | 16 |  | 0
|  |  | 6.3 | Conduct continuous pumping test | Hr. | 72 |  | 0
|  |  | 6.4 | Monitoring recovery | Hr. | 24 |  | 0
|  |  | 7 | MISCELLANEOUS
|  |  | 7.1 | Electrical well logging (LN/SN/SP) | No | 2 |  | 0
|  |  | 7.2 | Natural gamma logging | No | 2 |  | 0
|  |  | 7.3 | Full chemical analyses of water samples | No | 6 |  | 0
|  |  | 7.4 | Drilling Standby | Hr | 0 |  | 0
|  |  | 7.5 | Production of well completion reports | No | 2 |  | 0
|  |  | 8 | Labour and Profit | - | 1 |  | 0
|  |  | 9 | Transportation Costs | - | 1 |  | 0
|  |  | 10 | Contingency (Maximum 10%) | - | 10% | 0 | 0
|  |  | 11 | VAT (0%) - UNICEF is exempted | - | 0% | 0 | 0
Sub-total 1 x Borehole 30m | [7 empty] | 0
3 | Adeade Primary | WAT5- Solar Water Pump | 12 | Solar Panels and Accessories
|  |  | 12.1 | 450Watts Solar panels | Ea | 3 |  | 0
|  |  | 12.2 | PV cables | m | 10 |  | 0
|  |  | 12.3 | MPPT Controller box set | Ea | 1 |  | 0
|  |  | 12.4 | DC Isolator Switch | Ea | 1 |  | 0
|  |  | 12.5 | MC4 Connectors | Ea | 4 |  | 0
|  |  | 12.6 | Earthing rod set | set | 1 |  | 0
|  |  | 13 | Frame
|  |  | 13.1 | Solar mid-clamps and end-clamps | set | 1 |  | 0
|  |  | 13.2 | Mounting rack and rail connectors | m | 15 |  | 0
|  |  | 13.3 | Aluminium meter box | Ea | 1 |  | 0
|  |  | 13.4 | 40Kg Cement | bags | 5 |  | 0
|  |  | 13.5 | Fine sand | m3 | 0.4 |  | 0
|  |  | 13.6 | Builders mix gravel | m3 | 0.5 |  | 0
|  |  | 13.7 | D10 x 6m rebar | length | 5 |  | 0
|  |  | 14 | Submersible water pump
|  |  | 14.1 | Submersible water pump (1KW) | set | 1 |  | 0
|  |  | 14.2 | Automatic Float Switch (water level sensor) | set | 2 |  | 0
|  |  | 14.3 | 3-core cable | m | 50 |  | 0
|  |  | 14.4 | 2-core cable | m | 50 |  | 0
|  |  | 14.5 | 25mm Flexi cable | m | 10 |  | 0
|  |  | 14.6 | 25mm x 4m underground PVC conduit pipe | length | 5 |  | 0
|  |  | 14.7 | 25mm PVC conduit elbow | Ea | 5 |  | 0
|  |  | 15 | Labour and Profit | - | 1 |  | 0
|  |  | 16 | Transportation Costs | - | 1 |  | 0
|  |  | 17 | Contingency (Maximum 10%) | - | 10% | 0 | 0
|  |  | 18 | VAT (0%) - UNICEF is exempted | - | 0% | 0 | 0
Sub-total for 1 x Solar water pump set | [7 empty] | 0
3 | Adeade Primary | WAT3-Steel 5000L Overhead tank | Supply and construct a concrete & steel framed elevated tank stand (< 8m) for a 5000L storage tank to be installed. All plumbing works (piping) for the pump to the storage tank and, from the tank to each of the WASH facilties should be included.
|  |  | 19 | Storage Tank foundation and structure
|  |  | 19.1 | Formply | sheet | 5 |  | 0
|  |  | 19.2 | 40Kg Cement | bags | 20 |  | 0
|  |  | 19.3 | Sand | m3 | 2 |  | 0
|  |  | 19.4 | Builders mix gravel | m3 | 3 |  | 0
|  |  | 19.5 | D12 x 6m Rebar | length | 12 |  | 0
|  |  | 19.6 | R6 x 6m Rebar | length | 10 |  | 0
|  |  | 19.7 | D12 x 6m Rebar For bracing | length | 10 |  | 0
|  |  | 19.8 | 75mm x 2.5m mild steel C-steel | length | 2 |  | 0
|  |  | 19.9 | 50mm x 3.2mm x 6m SHG steel iron | length | 5 |  | 0
|  |  | 20 | 100mm x 4mm x 6m SHS steel iron | length | 6 |  | 0
|  |  | 20.1 | 30mm x 2mm x 6m SHS steel iron | length | 3 |  | 0
|  |  | 20.2 | 150mm x 100mm x 4mm L-shaped steel bracket with M16 bolt holes | Ea | 8 |  | 0
|  |  | 20.3 | 150mm x 50mm x 6m light gauge steel | length | 10 |  | 0
|  |  | 20.4 | 100mm x M16 Galvnized bolts, nuts and washer | Ea | 16 |  | 0
|  |  | 20.5 | diamond metal mesh | ft | 20 |  | 0
|  |  | 20.6 | Welding rods | pkt | 5 |  | 0
|  |  | 20 | Plumbing
|  |  | 20.1 | 5000 liters Tank | Ea | 1 |  | 0
|  |  | 20.2 | 25mm x 100m PE pipe | roll | 1 |  | 0
|  |  | 20.3 | 25mm-1" PE Male Adaptor | Ea | 2 |  | 0
|  |  | 20.4 | 25mm-1" PE Female Adaptor | Ea | 2 |  | 0
|  |  | 20.5 | 25mm PE elbow | Ea | 2 |  | 0
|  |  | 20.6 | 25mm- 1" mPVC valve socket | Ea | 4 |  | 0
|  |  | 20.7 | 25mm x 5.8m mPVC Pipe (Class 12) | length | 4 |  | 0
|  |  | 20.8 | 25mm mPVC plain elbow | Ea | 4 |  | 0
|  |  | 20.9 | 25mm Float valve set | Ea | 1 |  | 0
|  |  | 21 | 32mm mPVC faucet socket | Ea | 1 |  | 0
|  |  | 21.1 | 32mm mPVC plain elbow | Ea | 2 |  | 0
|  |  | 21.2 | 32mm mPVC valve socket | Ea | 3 |  | 0
|  |  | 21.3 | 32mm Ball valve (female) | Ea | 1 |  | 0
|  |  | 21.4 | 32m PE male adaptor | Ea | 1 |  | 0
|  |  | 21.5 | 32mm x 150m PE pipe | roll | 1 |  | 0
|  |  | 21.6 | 32mm-20mm PE coupling reducer | Ea | 1 |  | 0
|  |  | 21.7 | 20mm x 100m PE pipe | roll | 1 |  | 0
|  |  | 21.8 | 20mm-20mm-20mm PE equal tee coupling | Ea | 5 |  | 0
|  |  | 21.9 | 20mm-16mm PE coupling reducer | Ea | 2 |  | 0
|  |  | 22 | Teflon tape | Ea | 5 |  | 0
|  |  | 22.1 | Supply and install galvanized iron rope with relevant buckles and locks to brace the tank to the basement | set | 4 |  | 0
|  |  | 21 | Painting
|  |  | 21.1 | Prime coat (4ltr) | tin | 2 |  | 0
|  |  | 21.2 | Under coat (4ltr)- white | tin | 2 |  | 0
|  |  | 21.3 | Enamel coat (4ltr)- Sky blue colour | tin | 4 |  | 0
|  |  | 21.4 | Roller brush and tray | Ea | 2 |  | 0
|  |  | 21.5 | 100mm brush' | Ea | 2 |  | 0
|  |  | 22 | Labour and Profit | - | 1 |  | 0
|  |  | 23 | Transportation Costs | - | 1 |  | 0
|  |  | 24 | Contingency (Maximum 10%) | - | 10% | 0 | 0
|  |  | 25 | VAT (0%) - UNICEF is exempted | - | 0% | 0 | 0
Sub-total for 1 x Steel 5000L overhead tank | [7 empty] | 0
3 | Adeade Primary | SAN2-4 Unit toilet blocks | 26 | Concrete Works
|  |  | 26.1 | Formply | sheets | 5 |  | 0
|  |  | 26.2 | 40Kg Cement | bags | 36 |  | 0
|  |  | 26.3 | Sand | m3 | 2 |  | 0
|  |  | 26.4 | Builders mix gravel | m3 | 4 |  | 0
|  |  | 27 | Reinforcing steel
|  |  | 27.1 | F72 Meshwire 5.8m x 2.2m | sheets | 2 |  | 0
|  |  | 27.2 | D12 x 6m Rebar | length | 46 |  | 0
|  |  | 27.3 | R6 x 6m Rebar | length | 20 |  | 0
|  |  | 27.4 | tie wire | kg | 10 |  | 0
|  |  | 28 | Carpentry
|  |  | 28.1 | 175mm x 25mm H3 timber | m | 27 |  | 0
|  |  | 28.2 | 100mm x 50mm H3 timber | m | 300 |  | 0
|  |  | 28.3 | 75mm x 50mm H3 timber | m | 64 |  | 0
|  |  | 28.4 | 50mm x 20mm H3 timber (Bullnose) | m | 108 |  | 0
|  |  | 28.5 | 16mm x 16mm timber (Quarter round) | m | 101 |  | 0
|  |  | 28.6 | 2.44m x 1.22m x 4.5mm Fibro cement board | sheets | 30 |  | 0
|  |  | 28.7 | Anchor bolt D12 x 150mm | no | 6 |  | 0
|  |  | 29 | Roofing and walling sheeting
|  |  | 29.1 | 24g x 14ft Zincalume (4.2m) | sheets | 10 |  | 0
|  |  | 29.2 | 26g x 9ft Zincalume (2.8m) for wall cladding | sheets | 24 |  | 0
|  |  | 29.3 | 26g Zincalume flashings | m | 50 |  | 0
|  |  | 29.4 | Sisalation | roll | 3 |  | 0
|  |  | 29.5 | birds wire mesh | roll | 3 |  | 0
|  |  | 29.6 | Barge roll flashing (4.2m) | length | 2 |  | 0
|  |  | 30 | Joinery
|  |  | 30.1 | Window & Door Jamb and sill 150x50 vitex | m | 94 |  | 0
|  |  | 30.2 | Countersunk screw M6 x 100mm | pkt | 7 |  | 0
|  |  | 30.3 | 100mm door hinges | pair | 7 |  | 0
|  |  | 30.4 | 900mm x 2100mm solid core door panel | Ea | 7 |  | 0
|  |  | 30.5 | Door knob | Ea | 7 |  | 0
|  |  | 30.6 | Breezeway 4 blade aluminium frame lourve set | pair | 7 |  | 0
|  |  | 30.7 | 900mm x 152mm Obsecure glass louvre | Ea | 28 |  | 0
|  |  | 30.8 | Fly screen | roll | 1 |  | 0
|  |  | 30.9 | 1.2m x 6m Aluminium diamond security grilles | sheet | 1 |  | 0
|  |  | 31 | 0.8mm x 30m strap brazing | roll | 1 |  | 0
|  |  | 31 | Nails
|  |  | 31.1 | 5" nail (jolts head) | Kg | 6 |  | 0
|  |  | 31.2 | 4" nail (jolts head) | Kg | 12 |  | 0
|  |  | 31.3 | 4" nail (concrete nail) | Kg | 2 |  | 0
|  |  | 31.4 | 3" nail (jolts head) | Kg | 8 |  | 0
|  |  | 31.5 | 2" nail (jolts head) | Kg | 4 |  | 0
|  |  | 31.6 | 3/4" self-tapping screw | pkt | 7 |  | 0
|  |  | 31.7 | 1/2" clout nail | Kg | 3 |  | 0
|  |  | 31.8 | Metal roofing screw (stainless steel) | pkt | 4 |  | 0
|  |  | 32 | Plumbing
|  |  | 32.1 | Caroma toilet cistern slimline with seat cover | Ea | 4 |  | 0
|  |  | 32.2 | Toilet pan "P" Trap | Ea | 4 |  | 0
|  |  | 32.3 | 100mm Pan collar | Ea | 4 |  | 0
|  |  | 32.4 | Mini cistern tap kit 600mm flexible chrome | Ea | 4 |  | 0
|  |  | 32.5 | 500 wall hung basin c/w bracket set | Ea | 2 |  | 0
|  |  | 32.6 | Lever action tap | Ea | 2 |  | 0
|  |  | 32.7 | Toilet roll holder | Ea | 4 |  | 0
|  |  | 32.8 | Single shower assembly 300 tail | Ea | 1 |  | 0
|  |  | 32.9 | Shower head | Ea | 1 |  | 0
|  |  | 33 | 100mm dia DWV uPVC pipe (5.8m) | length | 4 |  | 0
|  |  | 33.1 | 100mm dia PVC Gully trap | Ea | 1 |  | 0
|  |  | 33.2 | 100mm dia DWV T-square Junction | Ea | 5 |  | 0
|  |  | 33.3 | 100mm dia DWV Access bend | Ea | 4 |  | 0
|  |  | 33.4 | 100mm dia DWV uPVC bend | Ea | 2 |  | 0
|  |  | 33.5 | 100mm DWV uPVC end cap | Ea | 2 |  | 0
|  |  | 33.6 | 100mm x 50mm uPVC reducing bush | Ea | 2 |  | 0
|  |  | 33.7 | 100mm spigot grate | Ea | 1 |  | 0
|  |  | 33.8 | 100mm x 50mm uPVC reducer | Ea | 1 |  | 0
|  |  | 33.9 | 50mm dia DWV uPVC pipe (5.8m) | length | 5 |  | 0
|  |  | 34 | 50mm dia DWV uPVC T-square Junction | Ea | 2 |  | 0
|  |  | 34.1 | 50mm DWV uPVC Waste s-trap | Ea | 3 |  | 0
|  |  | 34.2 | 50mm DWV uPVC Vent cowel | Ea | 1 |  | 0
|  |  | 34.3 | 50mm DWV uPVC bend | Ea | 5 |  | 0
|  |  | 34.4 | 16mm PEX pipe | m | 20 |  | 0
|  |  | 34.5 | 16mm x 1/2" PEX Multilayer female elbow lugged | Ea | 7 |  | 0
|  |  | 34.6 | 16mm x 1/2" PEX Multilayer loose nut adaptor | Ea | 1 |  | 0
|  |  | 34.7 | 16mm PEX elbow | Ea | 3 |  | 0
|  |  | 34.8 | 16mm PEX equal tee | Ea | 6 |  | 0
|  |  | 34.9 | 16mm Wash Basin & Sink extension EX75 | Ea | 2 |  | 0
|  |  | 35 | 1/2" Brass nylon olive union 15C x MI | Ea | 1 |  | 0
|  |  | 35.1 | PVC solvent cement flue (50ml) | tin | 2 |  | 0
|  |  | 35.2 | Teflon tapes | Ea | 5 |  | 0
|  |  | 33 | Tile
|  |  | 33.1 | 300mm x 300mm ceramic non-slip tile | pcs | 68 |  | 0
|  |  | 33.2 | Ceramic tile fix cement 30Kg | bags | 6 |  | 0
|  |  | 33.3 | Grout 30Kg | bags | 1 |  | 0
|  |  | 33.4 | spacer 5mm | pkt | 1 |  | 0
|  |  | 34 | Paint
|  |  | 34.1 | Prime coat (4ltr) | tin | 3 |  | 0
|  |  | 34.2 | Under coat (4ltr)- white colour | tin | 4 |  | 0
|  |  | 34.3 | Enamel coat (4ltr)- Sky blue clour | tin | 4 |  | 0
|  |  | 34.4 | Roller brush and tray | Ea | 3 |  | 0
|  |  | 34.5 | 100mm brush' | Ea | 3 |  | 0
|  |  | 34.6 | skin for roller brush | Ea | 3 |  | 0
|  |  | 35 | RAMP for children with dissability design
|  |  | 35.1 | 40Kg Cement | bags | 3 |  | 0
|  |  | 35.2 | Sand | m3 | 0.3 |  | 0
|  |  | 35.3 | Builders mix gravel | m3 | 0.5 |  | 0
|  |  | 35.4 | Stainless steel handrailing set | set | 1 |  | 0
|  |  | 36 | Labour and Profit | - | 1 |  | 0
|  |  | 37 | Transportation Costs | - | 1 |  | 0
|  |  | 38 | Contingency (Maximum 10%) | - | 10% | 0 | 0
|  |  | 39 | VAT (0%) - UNICEF is exempted | - | 0% | 0 | 0
Total for 1 x 4-Unit Toilet Block | [7 empty] | 0
3 | Adeade Primary | SAN4-Septic tank and soak pit | 40 | Septic tank (150 users)
|  |  |  | 40Kg Cement | bags | 11 |  | 0
|  |  |  | Sand | m3 | 1 |  | 0
|  |  |  | Builders mix gravel | m3 | 1.5 |  | 0
|  |  |  | 150mm x 200mm x 400mm masonry (concrete block) | Ea | 250 |  | 0
|  |  |  | D16 x 6m Rebar | length | 14 |  | 0
|  |  |  | D10 x 6m Rebar | length | 9 |  | 0
|  |  |  | F82 fabricated mesh | sheet | 1 |  | 0
|  |  |  | 100mm dia DWV PVC Equal Tee | Ea | 2 |  | 0
|  |  | 41 | Soakage trench (for 150 users)
|  |  |  | Stones | m3 | 4 |  | 0
|  |  |  | 100mm x 5.8m dia perforated pipe | length | 3 |  | 0
|  |  | 42 | Soakaway pit
|  |  |  | D12 x 6m Rebar | length | 4 |  | 0
|  |  |  | D10 x 6m Rebar | length | 4 |  | 0
|  |  |  | F82 fabricated mesh | sheet | 0.25 |  | 0
|  |  |  | 150mm x 200mm x 400mm masonry (concrete block) | Ea | 240 |  | 0
|  |  |  | Sand | m3 | 0.5 |  | 0
|  |  |  | 40Kg Cement | bag | 4 |  | 0
|  |  | 43 | Labour and Profit | - | 1 |  | 0
|  |  | 44 | Transportation Costs | - | 1 |  | 0
|  |  | 45 | Contingency (Maximum 10%) | - | 10% | 0 | 0
|  |  | 46 | VAT (0%) - UNICEF is exempted | - | 0% | 0 | 0
Total for 1 x Septic tank and soakpit | [7 empty] | 0
3 | Adeade Primary | HYG2-Group Handwashing Station | 47 | Concrete
|  |  | 47.1 | 40Kg Cement | bags | 5 |  | 0
|  |  | 47.2 | 150mm x 200mm x 400mm masonry (concrete block) | Ea | 45 |  | 0
|  |  | 47.3 | Formply | sheets | 1 |  | 0
|  |  | 47.4 | Sand | m3 | 0.3 |  | 0
|  |  | 47.5 | Builders mix gravel | m3 | 0.5 |  | 0
|  |  | 48 | Reinforcing steel
|  |  | 48.1 | Tie wires | Kg | 1 |  | 0
|  |  | 48.2 | D12 x 6m Rebars | length | 4 |  | 0
|  |  | 48.3 | R6 x 6m Rebars | length | 2 |  | 0
|  |  | 48.4 | SL72 meshwire | sheets | 1 |  | 0
|  |  | 49 | Plumbing
|  |  | 49.1 | 3m stainless alulminium steel sink | set | 1 |  | 0
|  |  | 49.2 | 50mm x 5.8m PVC pipe | length | 2 |  | 0
|  |  | 49.3 | 50mm DWV uPVC Waste s-trap | pcs | 1 |  | 0
|  |  | 49.4 | 50mm DWV uPVC bend | pcs | 3 |  | 0
|  |  | 49.5 | 20mm x 6m Galvanised iron | pcs | 1 |  | 0
|  |  | 49.6 | 20mm GI socket | pcs | 4 |  | 0
|  |  | 49.7 | 20mm GI equal tee | pcs | 3 |  | 0
|  |  | 49.8 | 20mm GI elbow | pcs | 4 |  | 0
|  |  | 49.9 | 20mm GI union | pcs | 4 |  | 0
|  |  | 50 | 20mm brass gate valve | pcs | 1 |  | 0
|  |  | 50.1 | 20mm GI nipple | pcs | 4 |  | 0
|  |  | 50.2 | 20mm brass lockable taps | pcs | 4 |  | 0
|  |  | 50 | Timber and accessories
|  |  | 50.1 | 100mm x 50mm vitex timber | m | 15 |  | 0
|  |  | 50.2 | 3" nail | Kg | 4 |  | 0
|  |  | 50.3 | teflon tape | pcs | 2 |  | 0
|  |  | 51 | Labour and Profit | - | 1 |  | 0
|  |  | 52 | Transportation Costs | - | 1 |  | 0
|  |  | 53 | Contingency (Maximum 10%) | - | 10% | 0 | 0
|  |  | 54 | VAT (0%) - UNICEF is exempted | - | 0% | 0 | 0
Total 1 X Group Handwashing Station | [7 empty] | 0
4 | Kobito Primary | WAT2-Borehole 30M | 1 | Preparatory activities
|  |  | 1.1 | Site assessment and feasibility study for the drilling project. | LS | 1 |  | 0
|  |  | 2 | GENERAL
|  |  | 2.1 | Mobilization of drilling rigs & equipment, crew, and material | LS | 1 |  | 0
|  |  | 2.2 | Demobilization | LS | 1 |  | 0
|  |  | 2.3 | Site clearing and preparation | No | 1 |  | 0
|  |  | 2.3 | Provision for UXO site clearance | No | 1 |  | 0
|  |  | 3 | DRILLING
|  |  | 3.1 | with Ø 10-inch bit | LM | 30 |  | 0
|  |  | 4 | SUPPLY AND INSTALL
|  |  | 4.1 | Surface casing Ø 10 inches | LM | 10 |  | 0
|  |  | 4.2 | PVC-U (Class 12) casing Ø 8 inches | LM | 30 |  | 0
|  |  | 4.3 | PVC-U (Class 12) Screen Ø 8 inches | LM | 12 |  | 0
|  |  | 4.4 | Supply and pack selected river gravel | M3 | 30 |  | 0
|  |  | 4.5 | Well head construction | No | 1 |  | 0
|  |  | 4.6 | Grouting with cement | M3 | 1 |  | 0
|  |  | 4.7 | well head | No | 1 |  | 0
|  |  | 5 | WELL DEVELOPMENT (mechanical and air surging, compressor, and reverse circulation) | Hr. | 20 |  | 0
|  |  | 6 | PUMPING TEST
|  |  | 5.1 | Preliminary pumping test | Hr. | 4 |  | 0
|  |  | 5.2 | Conduct step-draw down test | Hr. | 16 |  | 0
|  |  | 5.3 | Conduct continuous pumping test | Hr. | 72 |  | 0
|  |  | 5.4 | Monitoring recovery | Hr. | 24 |  | 0
|  |  | 7 | MISCELLANEOUS
|  |  | 7.1 | Electrical well logging (LN/SN/SP) | No | 2 |  | 0
|  |  | 7.2 | Natural gamma logging | No | 2 |  | 0
|  |  | 7.3 | Full chemical analyses of water samples | No | 6 |  | 0
|  |  | 7.4 | Drilling Standby | Hr | 0 |  | 0
|  |  | 7.5 | Production of well completion reports | No | 2 |  | 0
|  |  | 8 | Labour and Profit | - | 1 |  | 0
|  |  | 9 | Transportation Costs | - | 1 |  | 0
|  |  | 10 | Contingency (Maximum 10%) | - | 10% | 0 | 0
|  |  | 11 | VAT (0%) - UNICEF is exempted | - | 0% | 0 | 0
Sub-total 1 x Borehole 30m | [7 empty] | 0
4 | Kobito Primary | WAT5- Solar Water Pump | 12 | Solar Panels and Accessories
|  |  |  | 450Watts Solar panels | Ea | 3 |  | 0
|  |  |  | PV cables | m | 10 |  | 0
|  |  |  | MPPT Controller box set | Ea | 1 |  | 0
|  |  |  | DC Isolator Switch | Ea | 1 |  | 0
|  |  |  | MC4 Connectors | Ea | 4 |  | 0
|  |  |  | Earthing rod set | set | 1 |  | 0
|  |  | 13 | Frame
|  |  |  | Solar mid-clamps and end-clamps | set | 1 |  | 0
|  |  |  | Mounting rack and rail connectors | m | 15 |  | 0
|  |  |  | Aluminium meter box | Ea | 1 |  | 0
|  |  |  | 40Kg Cement | bags | 5 |  | 0
|  |  |  | Fine sand | m3 | 0.4 |  | 0
|  |  |  | Builders mix gravel | m3 | 0.5 |  | 0
|  |  |  | D10 x 6m rebar | length | 5 |  | 0
|  |  | 14 | Submersible water pump
|  |  |  | Submersible water pump (1KW) | set | 1 |  | 0
|  |  |  | Automatic Float Switch (water level sensor) | set | 2 |  | 0
|  |  |  | 3-core cable | m | 50 |  | 0
|  |  |  | 2-core cable | m | 50 |  | 0
|  |  |  | 25mm Flexi cable | m | 10 |  | 0
|  |  |  | 25mm x 4m underground PVC conduit pipe | length | 5 |  | 0
|  |  |  | 25mm PVC conduit elbow | Ea | 5 |  | 0
|  |  | 15 | Labour and Profit | - | 1 |  | 0
|  |  | 16 | Transportation Costs | - | 1 |  | 0
|  |  | 17 | Contingency (Maximum 10%) | - | 10% | 0 | 0
|  |  | 18 | VAT (0%) - UNICEF is exempted | - | 0% | 0 | 0
Sub-total for 1 x Solar water pump set | [7 empty] | 0
4 | Kobito Primary | WAT3-Steel 5000L Overhead tank | Supply and construct a concrete & steel framed elevated tank stand (< 8m) for a 5000L storage tank to be installed. All plumbing works (piping) for the pump to the storage tank and, from the tank to each of the WASH facilties should be included.
|  |  | 19 | Storage Tank foundation and structure
|  |  | 19.1 | Formply | sheet | 5 |  | 0
|  |  | 19.2 | 40Kg Cement | bags | 20 |  | 0
|  |  | 19.3 | Sand | m3 | 2 |  | 0
|  |  | 19.4 | Builders mix gravel | m3 | 3 |  | 0
|  |  | 19.5 | D12 x 6m Rebar | length | 12 |  | 0
|  |  | 19.6 | R6 x 6m Rebar | length | 10 |  | 0
|  |  | 19.7 | D12 x 6m Rebar For bracing | length | 10 |  | 0
|  |  | 19.8 | 75mm x 2.5m mild steel C-steel | length | 2 |  | 0
|  |  | 19.9 | 50mm x 3.2mm x 6m SHG steel iron | length | 5 |  | 0
|  |  | 20 | 100mm x 4mm x 6m SHS steel iron | length | 6 |  | 0
|  |  | 20.1 | 30mm x 2mm x 6m SHS steel iron | length | 3 |  | 0
|  |  | 20.2 | 150mm x 100mm x 4mm L-shaped steel bracket with M16 bolt holes | Ea | 8 |  | 0
|  |  | 20.3 | 150mm x 50mm x 6m light gauge steel | length | 10 |  | 0
|  |  | 20.4 | 100mm x M16 Galvnized bolts, nuts and washer | Ea | 16 |  | 0
|  |  | 20.5 | diamond metal mesh | ft | 20 |  | 0
|  |  | 20.6 | Welding rods | pkt | 5 |  | 0
|  |  | 20 | Plumbing
|  |  | 20.1 | 5000 liters Tank | Ea | 1 |  | 0
|  |  | 20.2 | 25mm x 100m PE pipe | roll | 1 |  | 0
|  |  | 20.3 | 25mm-1" PE Male Adaptor | Ea | 2 |  | 0
|  |  | 20.4 | 25mm-1" PE Female Adaptor | Ea | 2 |  | 0
|  |  | 20.5 | 25mm PE elbow | Ea | 2 |  | 0
|  |  | 20.6 | 25mm- 1" mPVC valve socket | Ea | 4 |  | 0
|  |  | 20.7 | 25mm x 5.8m mPVC Pipe (Class 12) | length | 4 |  | 0
|  |  | 20.8 | 25mm mPVC plain elbow | Ea | 4 |  | 0
|  |  | 20.9 | 25mm Float valve set | Ea | 1 |  | 0
|  |  | 21 | 32mm mPVC faucet socket | Ea | 1 |  | 0
|  |  | 21.1 | 32mm mPVC plain elbow | Ea | 2 |  | 0
|  |  | 21.2 | 32mm mPVC valve socket | Ea | 3 |  | 0
|  |  | 21.3 | 32mm Ball valve (female) | Ea | 1 |  | 0
|  |  | 21.4 | 32m PE male adaptor | Ea | 1 |  | 0
|  |  | 21.5 | 32mm x 150m PE pipe | roll | 1 |  | 0
|  |  | 21.6 | 32mm-20mm PE coupling reducer | Ea | 1 |  | 0
|  |  | 21.7 | 20mm x 100m PE pipe | roll | 1 |  | 0
|  |  | 21.8 | 20mm-20mm-20mm PE equal tee coupling | Ea | 5 |  | 0
|  |  | 21.9 | 20mm-16mm PE coupling reducer | Ea | 2 |  | 0
|  |  | 22 | Teflon tape | Ea | 5 |  | 0
|  |  | 22.1 | Supply and install galvanized iron rope with relevant buckles and locks to brace the tank to the basement | set | 4 |  | 0
|  |  | 21 | Painting
|  |  | 21.1 | Prime coat (4ltr) | tin | 2 |  | 0
|  |  | 21.2 | Under coat (4ltr)- white | tin | 2 |  | 0
|  |  | 21.3 | Enamel coat (4ltr)- Sky blue colour | tin | 4 |  | 0
|  |  | 21.4 | Roller brush and tray | Ea | 2 |  | 0
|  |  | 21.5 | 100mm brush' | Ea | 2 |  | 0
|  |  | 22 | Labour and Profit | - | 1 |  | 0
|  |  | 23 | Transportation Costs | - | 1 |  | 0
|  |  | 24 | Contingency (Maximum 10%) | - | 10% | 0 | 0
|  |  | 25 | VAT (0%) - UNICEF is exempted | - | 0% | 0 | 0
Sub-total for 1 x Steel 5000L overhead tank | [7 empty] | 0
4 | Kobito Primary | SAN2-4 Unit toilet blocks | 26 | Concrete Works
|  |  | 26.1 | Formply | sheets | 5 |  | 0
|  |  | 26.2 | 40Kg Cement | bags | 36 |  | 0
|  |  | 26.3 | Sand | m3 | 2 |  | 0
|  |  | 26.4 | Builders mix gravel | m3 | 4 |  | 0
|  |  | 27 | Reinforcing steel
|  |  | 27.1 | F72 Meshwire 5.8m x 2.2m | sheets | 2 |  | 0
|  |  | 27.2 | D12 x 6m Rebar | length | 46 |  | 0
|  |  | 27.3 | R6 x 6m Rebar | length | 20 |  | 0
|  |  | 27.4 | tie wire | kg | 10 |  | 0
|  |  | 28 | Carpentry
|  |  | 28.1 | 175mm x 25mm H3 timber | m | 27 |  | 0
|  |  | 28.2 | 100mm x 50mm H3 timber | m | 300 |  | 0
|  |  | 28.3 | 75mm x 50mm H3 timber | m | 64 |  | 0
|  |  | 28.4 | 50mm x 20mm H3 timber (Bullnose) | m | 108 |  | 0
|  |  | 28.5 | 16mm x 16mm timber (Quarter round) | m | 101 |  | 0
|  |  | 28.6 | 2.44m x 1.22m x 4.5mm Fibro cement board | sheets | 30 |  | 0
|  |  | 28.7 | Anchor bolt D12 x 150mm | no | 6 |  | 0
|  |  | 29 | Roofing and walling sheeting
|  |  | 29.1 | 24g x 14ft Zincalume (4.2m) | sheets | 10 |  | 0
|  |  | 29.2 | 26g x 9ft Zincalume (2.8m) for wall cladding | sheets | 24 |  | 0
|  |  | 29.3 | 26g Zincalume flashings | m | 50 |  | 0
|  |  | 29.4 | Sisalation | roll | 3 |  | 0
|  |  | 29.5 | birds wire mesh | roll | 3 |  | 0
|  |  | 29.6 | Barge roll flashing (4.2m) | length | 2 |  | 0
|  |  | 30 | Joinery
|  |  | 30.1 | Window & Door Jamb and sill 150x50 vitex | m | 94 |  | 0
|  |  | 30.2 | Countersunk screw M6 x 100mm | pkt | 7 |  | 0
|  |  | 30.3 | 100mm door hinges | pair | 7 |  | 0
|  |  | 30.4 | 900mm x 2100mm solid core door panel | Ea | 7 |  | 0
|  |  | 30.5 | Door knob | Ea | 7 |  | 0
|  |  | 30.6 | Breezeway 4 blade aluminium frame lourve set | pair | 7 |  | 0
|  |  | 30.7 | 900mm x 152mm Obsecure glass louvre | Ea | 28 |  | 0
|  |  | 30.8 | Fly screen | roll | 1 |  | 0
|  |  | 30.9 | 1.2m x 6m Aluminium diamond security grilles | sheet | 1 |  | 0
|  |  | 31 | 0.8mm x 30m strap brazing | roll | 1 |  | 0
|  |  | 32 | Nails
|  |  | 32.1 | 5" nail (jolts head) | Kg | 6 |  | 0
|  |  | 32.2 | 4" nail (jolts head) | Kg | 12 |  | 0
|  |  | 32.3 | 4" nail (concrete nail) | Kg | 2 |  | 0
|  |  | 32.4 | 3" nail (jolts head) | Kg | 8 |  | 0
|  |  | 32.5 | 2" nail (jolts head) | Kg | 4 |  | 0
|  |  | 32.6 | 3/4" self-tapping screw | pkt | 7 |  | 0
|  |  | 32.7 | 1/2" clout nail | Kg | 3 |  | 0
|  |  | 32.8 | Metal roofing screw (stainless steel) | pkt | 4 |  | 0
|  |  | 33 | Plumbing
|  |  | 33.1 | Caroma toilet cistern slimline with seat cover | Ea | 4 |  | 0
|  |  | 33.2 | Toilet pan "P" Trap | Ea | 4 |  | 0
|  |  | 33.3 | 100mm Pan collar | Ea | 4 |  | 0
|  |  | 33.4 | Mini cistern tap kit 600mm flexible chrome | Ea | 4 |  | 0
|  |  | 33.5 | 500 wall hung basin c/w bracket set | Ea | 2 |  | 0
|  |  | 33.6 | Lever action tap | Ea | 2 |  | 0
|  |  | 33.7 | Toilet roll holder | Ea | 4 |  | 0
|  |  | 33.8 | Single shower assembly 300 tail | Ea | 1 |  | 0
|  |  | 33.9 | Shower head | Ea | 1 |  | 0
|  |  | 34 | 100mm dia DWV uPVC pipe (5.8m) | length | 4 |  | 0
|  |  | 34.1 | 100mm dia PVC Gully trap | Ea | 1 |  | 0
|  |  | 34.2 | 100mm dia DWV T-square Junction | Ea | 5 |  | 0
|  |  | 34.3 | 100mm dia DWV Access bend | Ea | 4 |  | 0
|  |  | 34.4 | 100mm dia DWV uPVC bend | Ea | 2 |  | 0
|  |  | 34.5 | 100mm DWV uPVC end cap | Ea | 2 |  | 0
|  |  | 34.6 | 100mm x 50mm uPVC reducing bush | Ea | 2 |  | 0
|  |  | 34.7 | 100mm spigot grate | Ea | 1 |  | 0
|  |  | 34.8 | 100mm x 50mm uPVC reducer | Ea | 1 |  | 0
|  |  | 34.9 | 50mm dia DWV uPVC pipe (5.8m) | length | 5 |  | 0
|  |  | 35 | 50mm dia DWV uPVC T-square Junction | Ea | 2 |  | 0
|  |  | 35.1 | 50mm DWV uPVC Waste s-trap | Ea | 3 |  | 0
|  |  | 35.2 | 50mm DWV uPVC Vent cowel | Ea | 1 |  | 0
|  |  | 35.3 | 50mm DWV uPVC bend | Ea | 5 |  | 0
|  |  | 35.4 | 16mm PEX pipe | m | 20 |  | 0
|  |  | 35.5 | 16mm x 1/2" PEX Multilayer female elbow lugged | Ea | 7 |  | 0
|  |  | 35.6 | 16mm x 1/2" PEX Multilayer loose nut adaptor | Ea | 1 |  | 0
|  |  | 35.7 | 16mm PEX elbow | Ea | 3 |  | 0
|  |  | 35.8 | 16mm PEX equal tee | Ea | 6 |  | 0
|  |  | 35.9 | 16mm Wash Basin & Sink extension EX75 | Ea | 2 |  | 0
|  |  | 36 | 1/2" Brass nylon olive union 15C x MI | Ea | 1 |  | 0
|  |  | 36.1 | PVC solvent cement flue (50ml) | tin | 2 |  | 0
|  |  | 36.2 | Teflon tapes | Ea | 5 |  | 0
|  |  | 37 | Tile
|  |  | 37.1 | 300mm x 300mm ceramic non-slip tile | pcs | 68 |  | 0
|  |  | 37.2 | Ceramic tile fix cement 30Kg | bags | 6 |  | 0
|  |  | 37.3 | Grout 30Kg | bags | 1 |  | 0
|  |  | 37.3 | spacer 5mm | pkt | 1 |  | 0
|  |  | 38 | Paint
|  |  | 38.1 | Prime coat (4ltr) | tin | 3 |  | 0
|  |  | 38.2 | Under coat (4ltr)- white colour | tin | 4 |  | 0
|  |  | 38.3 | Enamel coat (4ltr)- Sky blue clour | tin | 4 |  | 0
|  |  | 38.4 | Roller brush and tray | Ea | 3 |  | 0
|  |  | 38.5 | 100mm brush' | Ea | 3 |  | 0
|  |  | 38.6 | skin for roller brush | Ea | 3 |  | 0
|  |  | 39 | RAMP for children with dissability design
|  |  | 39.1 | 40Kg Cement | bags | 3 |  | 0
|  |  | 39.2 | Sand | m3 | 0.3 |  | 0
|  |  | 39.3 | Builders mix gravel | m3 | 0.5 |  | 0
|  |  | 39.4 | Stainless steel handrailing set | set | 1 |  | 0
|  |  | 40 | Labour and Profit | - | 1 |  | 0
|  |  | 41 | Transportation Costs | - | 1 |  | 0
|  |  | 42 | Contingency (Maximum 10%) | - | 10% | 0 | 0
|  |  | 43 | VAT (0%) - UNICEF is exempted | - | 0% | 0 | 0
Total for 1 x 4-Unit Toilet Block | [7 empty] | 0
4 | Kobito Primary | SAN4-Septic tank and soak pit | 44 | Septic tank (150 users)
|  |  | 44.1 | 40Kg Cement | bags | 11 |  | 0
|  |  | 44.2 | Sand | m3 | 1 |  | 0
|  |  | 44.3 | Builders mix gravel | m3 | 1.5 |  | 0
|  |  | 44.4 | 150mm x 200mm x 400mm masonry (concrete block) | Ea | 250 |  | 0
|  |  | 44.5 | D16 x 6m Rebar | length | 14 |  | 0
|  |  | 44.6 | D10 x 6m Rebar | length | 9 |  | 0
|  |  | 44.7 | F82 fabricated mesh | sheet | 1 |  | 0
|  |  | 44.8 | 100mm dia DWV PVC Equal Tee | Ea | 2 |  | 0
|  |  | 45 | Soakage trench (for 150 users)
|  |  | 45.1 | Stones | m3 | 4 |  | 0
|  |  | 45.2 | 100mm x 5.8m dia perforated pipe | length | 3 |  | 0
|  |  | 46 | Soakaway pit
|  |  | 46.1 | D12 x 6m Rebar | length | 4 |  | 0
|  |  | 46.2 | D10 x 6m Rebar | length | 4 |  | 0
|  |  | 46.3 | F82 fabricated mesh | sheet | 0.25 |  | 0
|  |  | 46.4 | 150mm x 200mm x 400mm masonry (concrete block) | Ea | 240 |  | 0
|  |  | 46.5 | Sand | m3 | 0.5 |  | 0
|  |  | 46.6 | 40Kg Cement | bag | 4 |  | 0
|  |  | 47 | Labour and Profit | - | 1 |  | 0
|  |  | 48 | Transportation Costs | - | 1 |  | 0
|  |  | 49 | Contingency (Maximum 10%) | - | 10% | 0 | 0
|  |  | 50 | VAT (0%) - UNICEF is exempted | - | 0% | 0 | 0
Total for 1 x Septic tank and soakpit | [7 empty] | 0
4 | Kobito Primary | HYG2-Group Handwashing Station | 51 | Concrete
|  |  |  | 40Kg Cement | bags | 5 |  | 0
|  |  |  | 150mm x 200mm x 400mm masonry (concrete block) | Ea | 45 |  | 0
|  |  |  | Formply | sheets | 1 |  | 0
|  |  |  | Sand | m3 | 0.3 |  | 0
|  |  |  | Builders mix gravel | m3 | 0.5 |  | 0
|  |  | 52 | Reinforcing steel
|  |  |  | Tie wires | Kg | 1 |  | 0
|  |  |  | D12 x 6m Rebars | length | 4 |  | 0
|  |  |  | R6 x 6m Rebars | length | 2 |  | 0
|  |  |  | SL72 meshwire | sheets | 1 |  | 0
|  |  | 53 | Plumbing
|  |  |  | 3m stainless alulminium steel sink | set | 1 |  | 0
|  |  |  | 50mm x 5.8m PVC pipe | length | 2 |  | 0
|  |  |  | 50mm DWV uPVC Waste s-trap | pcs | 1 |  | 0
|  |  |  | 50mm DWV uPVC bend | pcs | 3 |  | 0
|  |  |  | 20mm x 6m Galvanised iron | pcs | 1 |  | 0
|  |  |  | 20mm GI socket | pcs | 4 |  | 0
|  |  |  | 20mm GI equal tee | pcs | 3 |  | 0
|  |  |  | 20mm GI elbow | pcs | 4 |  | 0
|  |  |  | 20mm GI union | pcs | 4 |  | 0
|  |  |  | 20mm brass gate valve | pcs | 1 |  | 0
|  |  |  | 20mm GI nipple | pcs | 4 |  | 0
|  |  |  | 20mm brass lockable taps | pcs | 4 |  | 0
|  |  | 54 | Timber and accessories
|  |  |  | 100mm x 50mm vitex timber | m | 15 |  | 0
|  |  |  | 3" nail | Kg | 4 |  | 0
|  |  |  | teflon tape | pcs | 2 |  | 0
|  |  | 55 | Labour and Profit | - | 1 |  | 0
|  |  | 56 | Transportation Costs | - | 1 |  | 0
|  |  | 57 | Contingency (Maximum 10%) | - | 10% | 0 | 0
|  |  | 58 | VAT (0%) - UNICEF is exempted | - | 0% | 0 | 0
Total 1 x Group Handwashing Station | [7 empty] | 0
5 | Longgu Kaoka CHS | WAT2-Borehole 30M | 1 | Preparatory activities
|  |  | 1.1 | Site assessment and feasibility study for the drilling project. | LS | 1 |  | 0
|  |  | 2 | GENERAL
|  |  | 2.1 | Mobilization of drilling rigs & equipment, crew, and material | LS | 1 |  | 0
|  |  | 2.2 | Demobilization | LS | 1 |  | 0
|  |  | 2.3 | Site clearing and preparation | No | 1 |  | 0
|  |  | 2.3 | Provision for UXO site clearance | No | 1 |  | 0
|  |  | 3 | DRILLING
|  |  | 3.1 | with Ø 10-inch bit | LM | 30 |  | 0
|  |  | 4 | SUPPLY AND INSTALL
|  |  | 4.1 | Surface casing Ø 10 inches | LM | 10 |  | 0
|  |  | 4.2 | PVC-U (Class 12) casing Ø 8 inches | LM | 30 |  | 0
|  |  | 4.3 | PVC-U (Class 12) Screen Ø 8 inches | LM | 12 |  | 0
|  |  | 4.4 | Supply and pack selected river gravel | M3 | 30 |  | 0
|  |  | 4.5 | Well head construction | No | 1 |  | 0
|  |  | 4.6 | Grouting with cement | M3 | 1 |  | 0
|  |  | 4.7 | well head | No | 1 |  | 0
|  |  | 5 | WELL DEVELOPMENT (mechanical and air surging, compressor, and reverse circulation) | Hr. | 20 |  | 0
|  |  | 6 | PUMPING TEST
|  |  | 6.1 | Preliminary pumping test | Hr. | 4 |  | 0
|  |  | 6.2 | Conduct step-draw down test | Hr. | 16 |  | 0
|  |  | 6.3 | Conduct continuous pumping test | Hr. | 72 |  | 0
|  |  | 6.4 | Monitoring recovery | Hr. | 24 |  | 0
|  |  | 7 | MISCELLANEOUS
|  |  | 7.1 | Electrical well logging (LN/SN/SP) | No | 2 |  | 0
|  |  | 7.2 | Natural gamma logging | No | 2 |  | 0
|  |  | 7.3 | Full chemical analyses of water samples | No | 6 |  | 0
|  |  | 7.4 | Drilling Standby | Hr | 0 |  | 0
|  |  | 7.5 | Production of well completion reports | No | 2 |  | 0
|  |  | 8 | Labour and Profit | - | 1 |  | 0
|  |  | 9 | Transportation Costs | - | 1 |  | 0
|  |  | 10 | Contingency (Maximum 10%) | - | 10% | 0 | 0
|  |  | 11 | VAT (0%) - UNICEF is exempted | - | 0% | 0 | 0
Sub-total 1 x Borehole 30m | [7 empty] | 0
5 | Longgu Kaoka CHS | WAT5- Solar Water Pump | 12 | Solar Panels and Accessories
|  |  |  | 450Watts Solar panels | Ea | 3 |  | 0
|  |  |  | PV cables | m | 10 |  | 0
|  |  |  | MPPT Controller box set | Ea | 1 |  | 0
|  |  |  | DC Isolator Switch | Ea | 1 |  | 0
|  |  |  | MC4 Connectors | Ea | 4 |  | 0
|  |  |  | Earthing rod set | set | 1 |  | 0
|  |  | 13 | Frame
|  |  |  | Solar mid-clamps and end-clamps | set | 1 |  | 0
|  |  |  | Mounting rack and rail connectors | m | 15 |  | 0
|  |  |  | Aluminium meter box | Ea | 1 |  | 0
|  |  |  | 40Kg Cement | bags | 5 |  | 0
|  |  |  | Fine sand | m3 | 0.4 |  | 0
|  |  |  | Builders mix gravel | m3 | 0.5 |  | 0
|  |  |  | D10 x 6m rebar | length | 5 |  | 0
|  |  | 14 | Submersible water pump
|  |  |  | Submersible water pump (1KW) | set | 1 |  | 0
|  |  |  | Automatic Float Switch (water level sensor) | set | 2 |  | 0
|  |  |  | 3-core cable | m | 50 |  | 0
|  |  |  | 2-core cable | m | 50 |  | 0
|  |  |  | 25mm Flexi cable | m | 10 |  | 0
|  |  |  | 25mm x 4m underground PVC conduit pipe | length | 5 |  | 0
|  |  |  | 25mm PVC conduit elbow | Ea | 5 |  | 0
|  |  | 15 | Labour and Profit | - | 1 |  | 0
|  |  | 16 | Transportation Costs | - | 1 |  | 0
|  |  | 17 | Contingency (Maximum 10%) | - | 10% | 0 | 0
|  |  | 18 | VAT (0%) - UNICEF is exempted | - | 0% | 0 | 0
Sub-total for 1 x Solar water pump set | [7 empty] | 0
5 | Longgu Kaoka CHS | WAT3-Steel 5000L Overhead tank | Supply and construct a concrete & steel framed elevated tank stand (< 8m) for a 5000L storage tank to be installed. All plumbing works (piping) for the pump to the storage tank and, from the tank to each of the WASH facilties should be included.
|  |  | 19 | Storage Tank foundation and structure
|  |  | 19.1 | Formply | sheet | 5 |  | 0
|  |  | 19.2 | 40Kg Cement | bags | 20 |  | 0
|  |  | 19.3 | Sand | m3 | 2 |  | 0
|  |  | 19.4 | Builders mix gravel | m3 | 3 |  | 0
|  |  | 19.5 | D12 x 6m Rebar | length | 12 |  | 0
|  |  | 19.6 | R6 x 6m Rebar | length | 10 |  | 0
|  |  | 19.7 | D12 x 6m Rebar For bracing | length | 10 |  | 0
|  |  | 19.8 | 75mm x 2.5m mild steel C-steel | length | 2 |  | 0
|  |  | 19.9 | 50mm x 3.2mm x 6m SHG steel iron | length | 5 |  | 0
|  |  | 20 | 100mm x 4mm x 6m SHS steel iron | length | 6 |  | 0
|  |  | 20.1 | 30mm x 2mm x 6m SHS steel iron | length | 3 |  | 0
|  |  | 20.2 | 150mm x 100mm x 4mm L-shaped steel bracket with M16 bolt holes | Ea | 8 |  | 0
|  |  | 20.3 | 150mm x 50mm x 6m light gauge steel | length | 10 |  | 0
|  |  | 20.4 | 100mm x M16 Galvnized bolts, nuts and washer | Ea | 16 |  | 0
|  |  | 20.5 | diamond metal mesh | ft | 20 |  | 0
|  |  | 20.6 | Welding rods | pkt | 5 |  | 0
|  |  | 20 | Plumbing
|  |  | 20.1 | 5000 liters Tank | Ea | 1 |  | 0
|  |  | 20.2 | 25mm x 100m PE pipe | roll | 1 |  | 0
|  |  | 20.3 | 25mm-1" PE Male Adaptor | Ea | 2 |  | 0
|  |  | 20.4 | 25mm-1" PE Female Adaptor | Ea | 2 |  | 0
|  |  | 20.5 | 25mm PE elbow | Ea | 2 |  | 0
|  |  | 20.6 | 25mm- 1" mPVC valve socket | Ea | 4 |  | 0
|  |  | 20.7 | 25mm x 5.8m mPVC Pipe (Class 12) | length | 4 |  | 0
|  |  | 20.8 | 25mm mPVC plain elbow | Ea | 4 |  | 0
|  |  | 20.9 | 25mm Float valve set | Ea | 1 |  | 0
|  |  | 21 | 32mm mPVC faucet socket | Ea | 1 |  | 0
|  |  | 21.1 | 32mm mPVC plain elbow | Ea | 2 |  | 0
|  |  | 21.2 | 32mm mPVC valve socket | Ea | 3 |  | 0
|  |  | 21.3 | 32mm Ball valve (female) | Ea | 1 |  | 0
|  |  | 21.4 | 32m PE male adaptor | Ea | 1 |  | 0
|  |  | 21.5 | 32mm x 150m PE pipe | roll | 1 |  | 0
|  |  | 21.6 | 32mm-20mm PE coupling reducer | Ea | 1 |  | 0
|  |  | 21.7 | 20mm x 100m PE pipe | roll | 1 |  | 0
|  |  | 21.8 | 20mm-20mm-20mm PE equal tee coupling | Ea | 5 |  | 0
|  |  | 21.9 | 20mm-16mm PE coupling reducer | Ea | 2 |  | 0
|  |  | 22 | Teflon tape | Ea | 5 |  | 0
|  |  | 22.1 | Supply and install galvanized iron rope with relevant buckles and locks to brace the tank to the basement | set | 4 |  | 0
|  |  | 21 | Painting
|  |  | 21.1 | Prime coat (4ltr) | tin | 2 |  | 0
|  |  | 21.2 | Under coat (4ltr)- white | tin | 2 |  | 0
|  |  | 21.3 | Enamel coat (4ltr)- Sky blue colour | tin | 4 |  | 0
|  |  | 21.4 | Roller brush and tray | Ea | 2 |  | 0
|  |  | 21.5 | 100mm brush' | Ea | 2 |  | 0
|  |  | 22 | Labour and Profit | - | 1 |  | 0
|  |  | 23 | Transportation Costs | - | 1 |  | 0
|  |  | 24 | Contingency (Maximum 10%) | - | 10% | 0 | 0
|  |  | 25 | VAT (0%) - UNICEF is exempted | - | 0% | 0 | 0
Sub-total for 1 x Steel 5000L overhead tank | [7 empty] | 0
5 | Longgu Kaoka CHS | SAN2-4 Unit toilet blocks | 26 | Concrete Works
|  |  | 26.1 | Formply | sheets | 5 |  | 0
|  |  | 26.2 | 40Kg Cement | bags | 36 |  | 0
|  |  | 26.3 | Sand | m3 | 2 |  | 0
|  |  | 26.4 | Builders mix gravel | m3 | 4 |  | 0
|  |  | 27 | Reinforcing steel
|  |  | 27.1 | F72 Meshwire 5.8m x 2.2m | sheets | 2 |  | 0
|  |  | 27.2 | D12 x 6m Rebar | length | 46 |  | 0
|  |  | 27.3 | R6 x 6m Rebar | length | 20 |  | 0
|  |  | 27.4 | tie wire | kg | 10 |  | 0
|  |  | 28 | Carpentry
|  |  | 28.1 | 175mm x 25mm H3 timber | m | 27 |  | 0
|  |  | 28.2 | 100mm x 50mm H3 timber | m | 300 |  | 0
|  |  | 28.3 | 75mm x 50mm H3 timber | m | 64 |  | 0
|  |  | 28.4 | 50mm x 20mm H3 timber (Bullnose) | m | 108 |  | 0
|  |  | 28.5 | 16mm x 16mm timber (Quarter round) | m | 101 |  | 0
|  |  | 28.6 | 2.44m x 1.22m x 4.5mm Fibro cement board | sheets | 30 |  | 0
|  |  | 28.7 | Anchor bolt D12 x 150mm | no | 6 |  | 0
|  |  | 29 | Roofing and walling sheeting
|  |  | 29.1 | 24g x 14ft Zincalume (4.2m) | sheets | 10 |  | 0
|  |  | 29.2 | 26g x 9ft Zincalume (2.8m) for wall cladding | sheets | 24 |  | 0
|  |  | 29.3 | 26g Zincalume flashings | m | 50 |  | 0
|  |  | 29.4 | Sisalation | roll | 3 |  | 0
|  |  | 29.5 | birds wire mesh | roll | 3 |  | 0
|  |  | 29.6 | Barge roll flashing (4.2m) | length | 2 |  | 0
|  |  | 30 | Joinery
|  |  | 30.1 | Window & Door Jamb and sill 150x50 vitex | m | 94 |  | 0
|  |  | 30.2 | Countersunk screw M6 x 100mm | pkt | 7 |  | 0
|  |  | 30.3 | 100mm door hinges | pair | 7 |  | 0
|  |  | 30.4 | 900mm x 2100mm solid core door panel | Ea | 7 |  | 0
|  |  | 30.5 | Door knob | Ea | 7 |  | 0
|  |  | 30.6 | Breezeway 4 blade aluminium frame lourve set | pair | 7 |  | 0
|  |  | 30.7 | 900mm x 152mm Obsecure glass louvre | Ea | 28 |  | 0
|  |  | 30.8 | Fly screen | roll | 1 |  | 0
|  |  | 30.9 | 1.2m x 6m Aluminium diamond security grilles | sheet | 1 |  | 0
|  |  | 31 | 0.8mm x 30m strap brazing | roll | 1 |  | 0
|  |  | 31 | Nails
|  |  | 31.1 | 5" nail (jolts head) | Kg | 6 |  | 0
|  |  | 31.2 | 4" nail (jolts head) | Kg | 12 |  | 0
|  |  | 31.3 | 4" nail (concrete nail) | Kg | 2 |  | 0
|  |  | 31.4 | 3" nail (jolts head) | Kg | 8 |  | 0
|  |  | 31.5 | 2" nail (jolts head) | Kg | 4 |  | 0
|  |  | 31.6 | 3/4" self-tapping screw | pkt | 7 |  | 0
|  |  | 31.7 | 1/2" clout nail | Kg | 3 |  | 0
|  |  | 31.8 | Metal roofing screw (stainless steel) | pkt | 4 |  | 0
|  |  | 32 | Plumbing
|  |  | 32.1 | Caroma toilet cistern slimline with seat cover | Ea | 4 |  | 0
|  |  | 32.2 | Toilet pan "P" Trap | Ea | 4 |  | 0
|  |  | 32.3 | 100mm Pan collar | Ea | 4 |  | 0
|  |  | 32.4 | Mini cistern tap kit 600mm flexible chrome | Ea | 4 |  | 0
|  |  | 32.5 | 500 wall hung basin c/w bracket set | Ea | 2 |  | 0
|  |  | 32.6 | Lever action tap | Ea | 2 |  | 0
|  |  | 32.7 | Toilet roll holder | Ea | 4 |  | 0
|  |  | 32.8 | Single shower assembly 300 tail | Ea | 1 |  | 0
|  |  | 32.9 | Shower head | Ea | 1 |  | 0
|  |  | 33 | 100mm dia DWV uPVC pipe (5.8m) | length | 4 |  | 0
|  |  | 33.1 | 100mm dia PVC Gully trap | Ea | 1 |  | 0
|  |  | 33.2 | 100mm dia DWV T-square Junction | Ea | 5 |  | 0
|  |  | 33.3 | 100mm dia DWV Access bend | Ea | 4 |  | 0
|  |  | 33.4 | 100mm dia DWV uPVC bend | Ea | 2 |  | 0
|  |  | 33.5 | 100mm DWV uPVC end cap | Ea | 2 |  | 0
|  |  | 33.6 | 100mm x 50mm uPVC reducing bush | Ea | 2 |  | 0
|  |  | 33.7 | 100mm spigot grate | Ea | 1 |  | 0
|  |  | 33.8 | 100mm x 50mm uPVC reducer | Ea | 1 |  | 0
|  |  | 33.9 | 50mm dia DWV uPVC pipe (5.8m) | length | 5 |  | 0
|  |  | 34 | 50mm dia DWV uPVC T-square Junction | Ea | 2 |  | 0
|  |  | 34.1 | 50mm DWV uPVC Waste s-trap | Ea | 3 |  | 0
|  |  | 34.2 | 50mm DWV uPVC Vent cowel | Ea | 1 |  | 0
|  |  | 34.3 | 50mm DWV uPVC bend | Ea | 5 |  | 0
|  |  | 34.4 | 16mm PEX pipe | m | 20 |  | 0
|  |  | 34.5 | 16mm x 1/2" PEX Multilayer female elbow lugged | Ea | 7 |  | 0
|  |  | 34.6 | 16mm x 1/2" PEX Multilayer loose nut adaptor | Ea | 1 |  | 0
|  |  | 34.7 | 16mm PEX elbow | Ea | 3 |  | 0
|  |  | 34.8 | 16mm PEX equal tee | Ea | 6 |  | 0
|  |  | 34.9 | 16mm Wash Basin & Sink extension EX75 | Ea | 2 |  | 0
|  |  | 35 | 1/2" Brass nylon olive union 15C x MI | Ea | 1 |  | 0
|  |  | 35.1 | PVC solvent cement flue (50ml) | tin | 2 |  | 0
|  |  | 35.2 | Teflon tapes | Ea | 5 |  | 0
|  |  | 33 | Tile
|  |  | 33.1 | 300mm x 300mm ceramic non-slip tile | pcs | 68 |  | 0
|  |  | 33.2 | Ceramic tile fix cement 30Kg | bags | 6 |  | 0
|  |  | 33.3 | Grout 30Kg | bags | 1 |  | 0
|  |  | 33.4 | spacer 5mm | pkt | 1 |  | 0
|  |  | 34 | Paint
|  |  | 34.1 | Prime coat (4ltr) | tin | 3 |  | 0
|  |  | 34.2 | Under coat (4ltr)- white colour | tin | 4 |  | 0
|  |  | 34.3 | Enamel coat (4ltr)- Sky blue clour | tin | 4 |  | 0
|  |  | 34.4 | Roller brush and tray | Ea | 3 |  | 0
|  |  | 34.5 | 100mm brush' | Ea | 3 |  | 0
|  |  | 34.6 | skin for roller brush | Ea | 3 |  | 0
|  |  | 35 | RAMP for children with dissability design
|  |  | 35.1 | 40Kg Cement | bags | 3 |  | 0
|  |  | 35.2 | Sand | m3 | 0.3 |  | 0
|  |  | 35.3 | Builders mix gravel | m3 | 0.5 |  | 0
|  |  | 35.4 | Stainless steel handrailing set | set | 1 |  | 0
|  |  | 36 | Labour and Profit | - | 1 |  | 0
|  |  | 37 | Transportation Costs | - | 1 |  | 0
|  |  | 38 | Contingency (Maximum 10%) | - | 10% | 0 | 0
|  |  | 39 | VAT (0%) - UNICEF is exempted | - | 0% | 0 | 0
Total for 1 x 4-Unit Toilet Block | [7 empty] | 0
5 | Longgu Kaoka CHS | SAN4-Septic tank and soak pit | 40 | Septic tank (150 users)
|  |  | 40.1 | 40Kg Cement | bags | 11 |  | 0
|  |  | 40.2 | Sand | m3 | 1 |  | 0
|  |  | 40.3 | Builders mix gravel | m3 | 1.5 |  | 0
|  |  | 40.4 | 150mm x 200mm x 400mm masonry (concrete block) | Ea | 250 |  | 0
|  |  | 40.5 | D16 x 6m Rebar | length | 14 |  | 0
|  |  | 40.6 | D10 x 6m Rebar | length | 9 |  | 0
|  |  | 40.7 | F82 fabricated mesh | sheet | 1 |  | 0
|  |  | 40.8 | 100mm dia DWV PVC Equal Tee | Ea | 2 |  | 0
|  |  | 41 | Soakage trench (for 150 users)
|  |  | 41.1 | Stones | m3 | 4 |  | 0
|  |  | 41.2 | 100mm x 5.8m dia perforated pipe | length | 3 |  | 0
|  |  | 42 | Soakaway pit
|  |  | 42.1 | D12 x 6m Rebar | length | 4 |  | 0
|  |  | 42.2 | D10 x 6m Rebar | length | 4 |  | 0
|  |  | 42.3 | F82 fabricated mesh | sheet | 0.25 |  | 0
|  |  | 42.4 | 150mm x 200mm x 400mm masonry (concrete block) | Ea | 240 |  | 0
|  |  | 42.5 | Sand | m3 | 0.5 |  | 0
|  |  | 42.6 | 40Kg Cement | bag | 4 |  | 0
|  |  | 43 | Labour and Profit | - | 1 |  | 0
|  |  | 44 | Transportation Costs | - | 1 |  | 0
|  |  | 45 | Contingency (Maximum 10%) | - | 10% | 0 | 0
|  |  | 46 | VAT (0%) - UNICEF is exempted | - | 0% | 0 | 0
Total for 1 x Septic tank and soakpit | [7 empty] | 0
5 | Longgu Kaoka CHS | HYG2-Group Handwashing Station | 47 | Concrete
|  |  | 47.1 | 40Kg Cement | bags | 5 |  | 0
|  |  | 47.2 | 150mm x 200mm x 400mm masonry (concrete block) | Ea | 45 |  | 0
|  |  | 47.3 | Formply | sheets | 1 |  | 0
|  |  | 47.4 | Sand | m3 | 0.3 |  | 0
|  |  | 47.5 | Builders mix gravel | m3 | 0.5 |  | 0
|  |  | 48 | Reinforcing steel
|  |  |  | Tie wires | Kg | 1 |  | 0
|  |  |  | D12 x 6m Rebars | length | 4 |  | 0
|  |  |  | R6 x 6m Rebars | length | 2 |  | 0
|  |  |  | SL72 meshwire | sheets | 1 |  | 0
|  |  | 49 | Plumbing
|  |  |  | 3m stainless alulminium steel sink | set | 1 |  | 0
|  |  |  | 50mm x 5.8m PVC pipe | length | 2 |  | 0
|  |  |  | 50mm DWV uPVC Waste s-trap | pcs | 1 |  | 0
|  |  |  | 50mm DWV uPVC bend | pcs | 3 |  | 0
|  |  |  | 20mm x 6m Galvanised iron | pcs | 1 |  | 0
|  |  |  | 20mm GI socket | pcs | 4 |  | 0
|  |  |  | 20mm GI equal tee | pcs | 3 |  | 0
|  |  |  | 20mm GI elbow | pcs | 4 |  | 0
|  |  |  | 20mm GI union | pcs | 4 |  | 0
|  |  |  | 20mm brass gate valve | pcs | 1 |  | 0
|  |  |  | 20mm GI nipple | pcs | 4 |  | 0
|  |  |  | 20mm brass lockable taps | pcs | 4 |  | 0
|  |  | 50 | Timber and accessories
|  |  |  | 100mm x 50mm vitex timber | m | 15 |  | 0
|  |  |  | 3" nail | Kg | 4 |  | 0
|  |  |  | teflon tape | pcs | 2 |  | 0
|  |  | 51 | Labour and Profit | - | 1 |  | 0
|  |  | 52 | Transportation Costs | - | 1 |  | 0
|  |  | 53 | Contingency (Maximum 10%) | - | 10% | 0 | 0
|  |  | 54 | VAT (0%) - UNICEF is exempted | - | 0% | 0 | 0
Total 1 X Group Handwashing Station | [7 empty] | 0
6 | Sanalumu CHS | WAT2-Borehole 30M | 1 | Preparatory activities
|  |  | 1.1 | Site assessment and feasibility study for the drilling project. | LS | 1 |  | 0
|  |  | 2 | GENERAL
|  |  | 2.1 | Mobilization of drilling rigs & equipment, crew, and material | LS | 1 |  | 0
|  |  | 2.2 | Demobilization | LS | 1 |  | 0
|  |  | 2.3 | Site clearing and preparation | No | 1 |  | 0
|  |  | 2.3 | Provision for UXO site clearance | No | 1 |  | 0
|  |  | 3 | DRILLING
|  |  | 3.1 | with Ø 10-inch bit | LM | 30 |  | 0
|  |  | 4 | SUPPLY AND INSTALL
|  |  | 4.1 | Surface casing Ø 10 inches | LM | 10 |  | 0
|  |  | 4.2 | PVC-U (Class 12) casing Ø 8 inches | LM | 30 |  | 0
|  |  | 4.3 | PVC-U (Class 12) Screen Ø 8 inches | LM | 12 |  | 0
|  |  | 4.4 | Supply and pack selected river gravel | M3 | 30 |  | 0
|  |  | 4.5 | Well head construction | No | 1 |  | 0
|  |  | 4.6 | Grouting with cement | M3 | 1 |  | 0
|  |  | 4.7 | well head | No | 1 |  | 0
|  |  | 5 | WELL DEVELOPMENT (mechanical and air surging, compressor, and reverse circulation) | Hr. | 20 |  | 0
|  |  | 6 | PUMPING TEST
|  |  | 6.1 | Preliminary pumping test | Hr. | 4 |  | 0
|  |  | 6.2 | Conduct step-draw down test | Hr. | 16 |  | 0
|  |  | 6.3 | Conduct continuous pumping test | Hr. | 72 |  | 0
|  |  | 6.4 | Monitoring recovery | Hr. | 24 |  | 0
|  |  | 7 | MISCELLANEOUS
|  |  | 7.1 | Electrical well logging (LN/SN/SP) | No | 2 |  | 0
|  |  | 7.2 | Natural gamma logging | No | 2 |  | 0
|  |  | 6.3 | Full chemical analyses of water samples | No | 6 |  | 0
|  |  | 6.4 | Drilling Standby | Hr | 0 |  | 0
|  |  | 6.5 | Production of well completion reports | No | 2 |  | 0
|  |  | 8 | Labour and Profit | - | 1 |  | 0
|  |  | 9 | Transportation Costs | - | 1 |  | 0
|  |  | 10 | Contingency (Maximum 10%) | - | 10% | 0 | 0
|  |  | 11 | VAT (0%) - UNICEF is exempted | - | 0% | 0 | 0
Sub-total 1 x Borehole 30m | [7 empty] | 0
6 | Sanalumu CHS | WAT5- Solar Water Pump | 12 | Solar Panels and Accessories
|  |  | 12.1 | 450Watts Solar panels | Ea | 3 |  | 0
|  |  | 12.2 | PV cables | m | 10 |  | 0
|  |  | 12.3 | MPPT Controller box set | Ea | 1 |  | 0
|  |  | 12.4 | DC Isolator Switch | Ea | 1 |  | 0
|  |  | 12.5 | MC4 Connectors | Ea | 4 |  | 0
|  |  | 12.6 | Earthing rod set | set | 1 |  | 0
|  |  | 13 | Frame
|  |  | 13.1 | Solar mid-clamps and end-clamps | set | 1 |  | 0
|  |  | 13.2 | Mounting rack and rail connectors | m | 15 |  | 0
|  |  | 13.3 | Aluminium meter box | Ea | 1 |  | 0
|  |  | 13.4 | 40Kg Cement | bags | 5 |  | 0
|  |  | 13.5 | Fine sand | m3 | 0.4 |  | 0
|  |  | 13.6 | Builders mix gravel | m3 | 0.5 |  | 0
|  |  | 13.7 | D10 x 6m rebar | length | 5 |  | 0
|  |  | 14 | Submersible water pump
|  |  | 14.1 | Submersible water pump (1KW) | set | 1 |  | 0
|  |  | 14.2 | Automatic Float Switch (water level sensor) | set | 2 |  | 0
|  |  | 14.3 | 3-core cable | m | 50 |  | 0
|  |  | 14.4 | 2-core cable | m | 50 |  | 0
|  |  | 14.5 | 25mm Flexi cable | m | 10 |  | 0
|  |  | 14.6 | 25mm x 4m underground PVC conduit pipe | length | 5 |  | 0
|  |  | 14.7 | 25mm PVC conduit elbow | Ea | 5 |  | 0
|  |  | 15 | Labour and Profit | - | 1 |  | 0
|  |  | 16 | Transportation Costs | - | 1 |  | 0
|  |  | 17 | Contingency (Maximum 10%) | - | 10% | 0 | 0
|  |  | 18 | VAT (0%) - UNICEF is exempted | - | 0% | 0 | 0
Sub-total for 1 x Solar water pump set | [7 empty] | 0
6 | Sanalumu CHS | WAT3-Steel 5000L Overhead tank | Supply and construct a concrete & steel framed elevated tank stand (< 8m) for a 5000L storage tank to be installed. All plumbing works (piping) for the pump to the storage tank and, from the tank to each of the WASH facilties should be included.
|  |  | 19 | Storage Tank foundation and structure
|  |  | 19.1 | Formply | sheet | 5 |  | 0
|  |  | 19.2 | 40Kg Cement | bags | 20 |  | 0
|  |  | 19.3 | Sand | m3 | 2 |  | 0
|  |  | 19.4 | Builders mix gravel | m3 | 3 |  | 0
|  |  | 19.5 | D12 x 6m Rebar | length | 12 |  | 0
|  |  | 19.6 | R6 x 6m Rebar | length | 10 |  | 0
|  |  | 19.7 | D12 x 6m Rebar For bracing | length | 10 |  | 0
|  |  | 19.8 | 75mm x 2.5m mild steel C-steel | length | 2 |  | 0
|  |  | 19.9 | 50mm x 3.2mm x 6m SHG steel iron | length | 5 |  | 0
|  |  | 20 | 100mm x 4mm x 6m SHS steel iron | length | 6 |  | 0
|  |  | 20.1 | 30mm x 2mm x 6m SHS steel iron | length | 3 |  | 0
|  |  | 20.2 | 150mm x 100mm x 4mm L-shaped steel bracket with M16 bolt holes | Ea | 8 |  | 0
|  |  | 20.3 | 150mm x 50mm x 6m light gauge steel | length | 10 |  | 0
|  |  | 20.4 | 100mm x M16 Galvnized bolts, nuts and washer | Ea | 16 |  | 0
|  |  | 20.5 | diamond metal mesh | ft | 20 |  | 0
|  |  | 20.6 | Welding rods | pkt | 5 |  | 0
|  |  | 20 | Plumbing
|  |  | 20.1 | 5000 liters Tank | Ea | 1 |  | 0
|  |  | 20.2 | 25mm x 100m PE pipe | roll | 1 |  | 0
|  |  | 20.3 | 25mm-1" PE Male Adaptor | Ea | 2 |  | 0
|  |  | 20.4 | 25mm-1" PE Female Adaptor | Ea | 2 |  | 0
|  |  | 20.5 | 25mm PE elbow | Ea | 2 |  | 0
|  |  | 20.6 | 25mm- 1" mPVC valve socket | Ea | 4 |  | 0
|  |  | 20.7 | 25mm x 5.8m mPVC Pipe (Class 12) | length | 4 |  | 0
|  |  | 20.8 | 25mm mPVC plain elbow | Ea | 4 |  | 0
|  |  | 20.9 | 25mm Float valve set | Ea | 1 |  | 0
|  |  | 21 | 32mm mPVC faucet socket | Ea | 1 |  | 0
|  |  | 21.1 | 32mm mPVC plain elbow | Ea | 2 |  | 0
|  |  | 21.2 | 32mm mPVC valve socket | Ea | 3 |  | 0
|  |  | 21.3 | 32mm Ball valve (female) | Ea | 1 |  | 0
|  |  | 21.4 | 32m PE male adaptor | Ea | 1 |  | 0
|  |  | 21.5 | 32mm x 150m PE pipe | roll | 1 |  | 0
|  |  | 21.6 | 32mm-20mm PE coupling reducer | Ea | 1 |  | 0
|  |  | 21.7 | 20mm x 100m PE pipe | roll | 1 |  | 0
|  |  | 21.8 | 20mm-20mm-20mm PE equal tee coupling | Ea | 5 |  | 0
|  |  | 21.9 | 20mm-16mm PE coupling reducer | Ea | 2 |  | 0
|  |  | 22 | Teflon tape | Ea | 5 |  | 0
|  |  | 22.1 | Supply and install galvanized iron rope with relevant buckles and locks to brace the tank to the basement | set | 4 |  | 0
|  |  | 21 | Painting
|  |  | 21.1 | Prime coat (4ltr) | tin | 2 |  | 0
|  |  | 21.2 | Under coat (4ltr)- white | tin | 2 |  | 0
|  |  | 21.3 | Enamel coat (4ltr)- Sky blue colour | tin | 4 |  | 0
|  |  | 21.4 | Roller brush and tray | Ea | 2 |  | 0
|  |  | 21.5 | 100mm brush' | Ea | 2 |  | 0
|  |  | 22 | Labour and Profit | - | 1 |  | 0
|  |  | 23 | Transportation Costs | - | 1 |  | 0
|  |  | 24 | Contingency (Maximum 10%) | - | 10% | 0 | 0
|  |  | 25 | VAT (0%) - UNICEF is exempted | - | 0% | 0 | 0
Sub-total for 1 x Steel 5000L overhead tank | [7 empty] | 0
6 | Sanalumu CHS | SAN2-4 Unit toilet blocks | 26 | Concrete Works
|  |  | 26.1 | Formply | sheets | 5 |  | 0
|  |  | 26.2 | 40Kg Cement | bags | 36 |  | 0
|  |  | 26.3 | Sand | m3 | 2 |  | 0
|  |  | 26.4 | Builders mix gravel | m3 | 4 |  | 0
|  |  | 27 | Reinforcing steel
|  |  | 27.1 | F72 Meshwire 5.8m x 2.2m | sheets | 2 |  | 0
|  |  | 27.2 | D12 x 6m Rebar | length | 46 |  | 0
|  |  | 27.3 | R6 x 6m Rebar | length | 20 |  | 0
|  |  | 27.4 | tie wire | kg | 10 |  | 0
|  |  | 28 | Carpentry
|  |  | 28.1 | 175mm x 25mm H3 timber | m | 27 |  | 0
|  |  | 28.2 | 100mm x 50mm H3 timber | m | 300 |  | 0
|  |  | 28.3 | 75mm x 50mm H3 timber | m | 64 |  | 0
|  |  | 28.4 | 50mm x 20mm H3 timber (Bullnose) | m | 108 |  | 0
|  |  | 28.5 | 16mm x 16mm timber (Quarter round) | m | 101 |  | 0
|  |  | 28.6 | 2.44m x 1.22m x 4.5mm Fibro cement board | sheets | 30 |  | 0
|  |  | 28.7 | Anchor bolt D12 x 150mm | no | 6 |  | 0
|  |  | 29 | Roofing and walling sheeting
|  |  | 29.1 | 24g x 14ft Zincalume (4.2m) | sheets | 10 |  | 0
|  |  | 29.2 | 26g x 9ft Zincalume (2.8m) for wall cladding | sheets | 24 |  | 0
|  |  | 29.3 | 26g Zincalume flashings | m | 50 |  | 0
|  |  | 29.4 | Sisalation | roll | 3 |  | 0
|  |  | 29.5 | birds wire mesh | roll | 3 |  | 0
|  |  | 29.6 | Barge roll flashing (4.2m) | length | 2 |  | 0
|  |  | 30 | Joinery
|  |  | 30.1 | Window & Door Jamb and sill 150x50 vitex | m | 94 |  | 0
|  |  | 30.2 | Countersunk screw M6 x 100mm | pkt | 7 |  | 0
|  |  | 30.3 | 100mm door hinges | pair | 7 |  | 0
|  |  | 30.4 | 900mm x 2100mm solid core door panel | Ea | 7 |  | 0
|  |  | 30.5 | Door knob | Ea | 7 |  | 0
|  |  | 30.6 | Breezeway 4 blade aluminium frame lourve set | pair | 7 |  | 0
|  |  | 30.7 | 900mm x 152mm Obsecure glass louvre | Ea | 28 |  | 0
|  |  | 30.8 | Fly screen | roll | 1 |  | 0
|  |  | 30.9 | 1.2m x 6m Aluminium diamond security grilles | sheet | 1 |  | 0
|  |  | 31 | 0.8mm x 30m strap brazing | roll | 1 |  | 0
|  |  | 31 | Nails
|  |  | 31.1 | 5" nail (jolts head) | Kg | 6 |  | 0
|  |  | 31.2 | 4" nail (jolts head) | Kg | 12 |  | 0
|  |  | 31.3 | 4" nail (concrete nail) | Kg | 2 |  | 0
|  |  | 31.4 | 3" nail (jolts head) | Kg | 8 |  | 0
|  |  | 31.5 | 2" nail (jolts head) | Kg | 4 |  | 0
|  |  | 31.6 | 3/4" self-tapping screw | pkt | 7 |  | 0
|  |  | 31.7 | 1/2" clout nail | Kg | 3 |  | 0
|  |  | 31.8 | Metal roofing screw (stainless steel) | pkt | 4 |  | 0
|  |  | 32 | Plumbing
|  |  | 32.1 | Caroma toilet cistern slimline with seat cover | Ea | 4 |  | 0
|  |  | 32.2 | Toilet pan "P" Trap | Ea | 4 |  | 0
|  |  | 32.3 | 100mm Pan collar | Ea | 4 |  | 0
|  |  | 32.4 | Mini cistern tap kit 600mm flexible chrome | Ea | 4 |  | 0
|  |  | 32.5 | 500 wall hung basin c/w bracket set | Ea | 2 |  | 0
|  |  | 32.6 | Lever action tap | Ea | 2 |  | 0
|  |  | 32.7 | Toilet roll holder | Ea | 4 |  | 0
|  |  | 32.8 | Single shower assembly 300 tail | Ea | 1 |  | 0
|  |  | 32.9 | Shower head | Ea | 1 |  | 0
|  |  | 33 | 100mm dia DWV uPVC pipe (5.8m) | length | 4 |  | 0
|  |  | 33.1 | 100mm dia PVC Gully trap | Ea | 1 |  | 0
|  |  | 33.2 | 100mm dia DWV T-square Junction | Ea | 5 |  | 0
|  |  | 33.3 | 100mm dia DWV Access bend | Ea | 4 |  | 0
|  |  | 33.4 | 100mm dia DWV uPVC bend | Ea | 2 |  | 0
|  |  | 33.5 | 100mm DWV uPVC end cap | Ea | 2 |  | 0
|  |  | 33.6 | 100mm x 50mm uPVC reducing bush | Ea | 2 |  | 0
|  |  | 33.7 | 100mm spigot grate | Ea | 1 |  | 0
|  |  | 33.8 | 100mm x 50mm uPVC reducer | Ea | 1 |  | 0
|  |  | 33.9 | 50mm dia DWV uPVC pipe (5.8m) | length | 5 |  | 0
|  |  | 34 | 50mm dia DWV uPVC T-square Junction | Ea | 2 |  | 0
|  |  | 34.1 | 50mm DWV uPVC Waste s-trap | Ea | 3 |  | 0
|  |  | 34.2 | 50mm DWV uPVC Vent cowel | Ea | 1 |  | 0
|  |  | 34.3 | 50mm DWV uPVC bend | Ea | 5 |  | 0
|  |  | 34.4 | 16mm PEX pipe | m | 20 |  | 0
|  |  | 34.5 | 16mm x 1/2" PEX Multilayer female elbow lugged | Ea | 7 |  | 0
|  |  | 34.6 | 16mm x 1/2" PEX Multilayer loose nut adaptor | Ea | 1 |  | 0
|  |  | 34.7 | 16mm PEX elbow | Ea | 3 |  | 0
|  |  | 34.8 | 16mm PEX equal tee | Ea | 6 |  | 0
|  |  | 34.9 | 16mm Wash Basin & Sink extension EX75 | Ea | 2 |  | 0
|  |  | 35 | 1/2" Brass nylon olive union 15C x MI | Ea | 1 |  | 0
|  |  | 35.1 | PVC solvent cement flue (50ml) | tin | 2 |  | 0
|  |  | 35.2 | Teflon tapes | Ea | 5 |  | 0
|  |  | 33 | Tile
|  |  | 33.1 | 300mm x 300mm ceramic non-slip tile | pcs | 68 |  | 0
|  |  | 33.2 | Ceramic tile fix cement 30Kg | bags | 6 |  | 0
|  |  | 33.3 | Grout 30Kg | bags | 1 |  | 0
|  |  | 33.4 | spacer 5mm | pkt | 1 |  | 0
|  |  | 34 | Paint
|  |  | 34.1 | Prime coat (4ltr) | tin | 3 |  | 0
|  |  | 34.2 | Under coat (4ltr)- white colour | tin | 4 |  | 0
|  |  | 34.3 | Enamel coat (4ltr)- Sky blue clour | tin | 4 |  | 0
|  |  | 34.4 | Roller brush and tray | Ea | 3 |  | 0
|  |  | 34.5 | 100mm brush' | Ea | 3 |  | 0
|  |  | 34.6 | skin for roller brush | Ea | 3 |  | 0
|  |  | 35 | RAMP for children with dissability design
|  |  | 35.1 | 40Kg Cement | bags | 3 |  | 0
|  |  | 35.2 | Sand | m3 | 0.3 |  | 0
|  |  | 35.3 | Builders mix gravel | m3 | 0.5 |  | 0
|  |  | 35.4 | Stainless steel handrailing set | set | 1 |  | 0
|  |  | 36 | Labour and Profit | - | 1 |  | 0
|  |  | 37 | Transportation Costs | - | 1 |  | 0
|  |  | 38 | Contingency (Maximum 10%) | - | 10% | 0 | 0
|  |  | 39 | VAT (0%) - UNICEF is exempted | - | 0% | 0 | 0
Total for 1 x 4-Unit Toilet Block | [7 empty] | 0
6 | Sanalumu CHS | SAN4-Septic tank and soak pit | 40 | Septic tank (150 users)
|  |  | 40.1 | 40Kg Cement | bags | 11 |  | 0
|  |  | 40.2 | Sand | m3 | 1 |  | 0
|  |  | 40.3 | Builders mix gravel | m3 | 1.5 |  | 0
|  |  | 40.4 | 150mm x 200mm x 400mm masonry (concrete block) | Ea | 250 |  | 0
|  |  | 40.5 | D16 x 6m Rebar | length | 14 |  | 0
|  |  | 40.6 | D10 x 6m Rebar | length | 9 |  | 0
|  |  | 40.7 | F82 fabricated mesh | sheet | 1 |  | 0
|  |  | 40.8 | 100mm dia DWV PVC Equal Tee | Ea | 2 |  | 0
|  |  | 41 | Soakage trench (for 150 users)
|  |  | 41.1 | Stones | m3 | 4 |  | 0
|  |  | 41.2 | 100mm x 5.8m dia perforated pipe | length | 3 |  | 0
|  |  | 42 | Soakaway pit
|  |  | 42.1 | D12 x 6m Rebar | length | 4 |  | 0
|  |  | 42.2 | D10 x 6m Rebar | length | 4 |  | 0
|  |  | 42.3 | F82 fabricated mesh | sheet | 0.25 |  | 0
|  |  | 42.4 | 150mm x 200mm x 400mm masonry (concrete block) | Ea | 240 |  | 0
|  |  | 42.5 | Sand | m3 | 0.5 |  | 0
|  |  | 42.6 | 40Kg Cement | bag | 4 |  | 0
|  |  | 43 | Labour and Profit | - | 1 |  | 0
|  |  | 44 | Transportation Costs | - | 1 |  | 0
|  |  | 45 | Contingency (Maximum 10%) | - | 10% | 0 | 0
|  |  | 46 | VAT (0%) - UNICEF is exempted | - | 0% | 0 | 0
Total for 1 x Septic tank and soakpit | [7 empty] | 0
6 | Sanalumu CHS | HYG2-Group Handwashing Station | 47 | Concrete
|  |  | 47.1 | 40Kg Cement | bags | 5 |  | 0
|  |  | 47.2 | 150mm x 200mm x 400mm masonry (concrete block) | Ea | 45 |  | 0
|  |  | 47.3 | Formply | sheets | 1 |  | 0
|  |  | 47.4 | Sand | m3 | 0.3 |  | 0
|  |  | 47.5 | Builders mix gravel | m3 | 0.5 |  | 0
|  |  | 48 | Reinforcing steel
|  |  | 48.1 | Tie wires | Kg | 1 |  | 0
|  |  | 48.2 | D12 x 6m Rebars | length | 4 |  | 0
|  |  | 48.3 | R6 x 6m Rebars | length | 2 |  | 0
|  |  | 48.4 | SL72 meshwire | sheets | 1 |  | 0
|  |  | 49 | Plumbing
|  |  | 49.1 | 3m stainless alulminium steel sink | set | 1 |  | 0
|  |  | 49.2 | 50mm x 5.8m PVC pipe | length | 2 |  | 0
|  |  | 49.3 | 50mm DWV uPVC Waste s-trap | pcs | 1 |  | 0
|  |  | 49.4 | 50mm DWV uPVC bend | pcs | 3 |  | 0
|  |  | 49.5 | 20mm x 6m Galvanised iron | pcs | 1 |  | 0
|  |  | 49.6 | 20mm GI socket | pcs | 4 |  | 0
|  |  | 49.7 | 20mm GI equal tee | pcs | 3 |  | 0
|  |  | 49.8 | 20mm GI elbow | pcs | 4 |  | 0
|  |  | 49.9 | 20mm GI union | pcs | 4 |  | 0
|  |  | 50 | 20mm brass gate valve | pcs | 1 |  | 0
|  |  | 50.1 | 20mm GI nipple | pcs | 4 |  | 0
|  |  | 50.2 | 20mm brass lockable taps | pcs | 4 |  | 0
|  |  | 50 | Timber and accessories
|  |  | 50.1 | 100mm x 50mm vitex timber | m | 15 |  | 0
|  |  | 50.2 | 3" nail | Kg | 4 |  | 0
|  |  | 50.3 | teflon tape | pcs | 2 |  | 0
|  |  | 51 | Labour and Profit | - | 1 |  | 0
|  |  | 52 | Transportation Costs | - | 1 |  | 0
|  |  | 53 | Contingency (Maximum 10%) | - | 10% | 0 | 0
|  |  | 54 | VAT (0%) - UNICEF is exempted | - | 0% | 0 | 0
Total 1 x Group Handwashing Station | [7 empty] | 0
7 | Kolovaoulu Primary | WAT2-Borehole 30M | 1 | Preparatory activities
|  |  | 1.1 | Site assessment and feasibility study for the drilling project. | LS | 1 |  | 0
|  |  | 2 | GENERAL
|  |  | 2.1 | Mobilization of drilling rigs & equipment, crew, and material | LS | 1 |  | 0
|  |  | 2.2 | Demobilization | LS | 1 |  | 0
|  |  | 2.3 | Site clearing and preparation | No | 1 |  | 0
|  |  | 2.3 | Provision for UXO site clearance | No | 1 |  | 0
|  |  | 3 | DRILLING
|  |  | 3.1 | with Ø 10-inch bit | LM | 30 |  | 0
|  |  | 4 | SUPPLY AND INSTALL
|  |  | 4.1 | Surface casing Ø 10 inches | LM | 10 |  | 0
|  |  | 4.2 | PVC-U (Class 12) casing Ø 8 inches | LM | 30 |  | 0
|  |  | 4.3 | PVC-U (Class 12) Screen Ø 8 inches | LM | 12 |  | 0
|  |  | 4.4 | Supply and pack selected river gravel | M3 | 30 |  | 0
|  |  | 4.5 | Well head construction | No | 1 |  | 0
|  |  | 4.6 | Grouting with cement | M3 | 1 |  | 0
|  |  | 4.7 | well head | No | 1 |  | 0
|  |  | 5 | WELL DEVELOPMENT (mechanical and air surging, compressor, and reverse circulation) | Hr. | 20 |  | 0
|  |  | 6 | PUMPING TEST
|  |  | 6.1 | Preliminary pumping test | Hr. | 4 |  | 0
|  |  | 6.2 | Conduct step-draw down test | Hr. | 16 |  | 0
|  |  | 6.3 | Conduct continuous pumping test | Hr. | 72 |  | 0
|  |  | 6.4 | Monitoring recovery | Hr. | 24 |  | 0
|  |  | 7 | MISCELLANEOUS
|  |  | 7.1 | Electrical well logging (LN/SN/SP) | No | 2 |  | 0
|  |  | 7.2 | Natural gamma logging | No | 2 |  | 0
|  |  | 7.3 | Full chemical analyses of water samples | No | 6 |  | 0
|  |  | 7.4 | Drilling Standby | Hr | 0 |  | 0
|  |  | 7.5 | Production of well completion reports | No | 2 |  | 0
|  |  | 8 | Labour and Profit | - | 1 |  | 0
|  |  | 9 | Transportation Costs | - | 1 |  | 0
|  |  | 10 | Contingency (Maximum 10%) | - | 10% | 0 | 0
|  |  | 11 | VAT (0%) - UNICEF is exempted | - | 0% | 0 | 0
Sub-total 1 x Borehole 30m | [7 empty] | 0
7 | Kolovaoulu Primary | WAT5- Solar Water Pump | 12 | Solar Panels and Accessories
|  |  | 12.1 | 450Watts Solar panels | Ea | 3 |  | 0
|  |  | 12.2 | PV cables | m | 10 |  | 0
|  |  | 12.3 | MPPT Controller box set | Ea | 1 |  | 0
|  |  | 12.4 | DC Isolator Switch | Ea | 1 |  | 0
|  |  | 12.5 | MC4 Connectors | Ea | 4 |  | 0
|  |  | 12.6 | Earthing rod set | set | 1 |  | 0
|  |  | 13 | Frame
|  |  | 13.1 | Solar mid-clamps and end-clamps | set | 1 |  | 0
|  |  | 13.2 | Mounting rack and rail connectors | m | 15 |  | 0
|  |  | 13.3 | Aluminium meter box | Ea | 1 |  | 0
|  |  | 13.4 | 40Kg Cement | bags | 5 |  | 0
|  |  | 13.5 | Fine sand | m3 | 0.4 |  | 0
|  |  | 13.6 | Builders mix gravel | m3 | 0.5 |  | 0
|  |  | 13.7 | D10 x 6m rebar | length | 5 |  | 0
|  |  | 14 | Submersible water pump
|  |  | 14.1 | Submersible water pump (1KW) | set | 1 |  | 0
|  |  | 14.2 | Automatic Float Switch (water level sensor) | set | 2 |  | 0
|  |  | 14.3 | 3-core cable | m | 50 |  | 0
|  |  | 14.4 | 2-core cable | m | 50 |  | 0
|  |  | 14.5 | 25mm Flexi cable | m | 10 |  | 0
|  |  | 14.6 | 25mm x 4m underground PVC conduit pipe | length | 5 |  | 0
|  |  | 14.7 | 25mm PVC conduit elbow | Ea | 5 |  | 0
|  |  | 15 | Labour and Profit | - | 1 |  | 0
|  |  | 16 | Transportation Costs | - | 1 |  | 0
|  |  | 17 | Contingency (Maximum 10%) | - | 10% | 0 | 0
|  |  | 18 | VAT (0%) - UNICEF is exempted | - | 0% | 0 | 0
Sub-total for 1 x Solar water pump set | [7 empty] | 0
7 | Kolovaoulu Primary | WAT3-Steel 5000L Overhead tank | Supply and construct a concrete & steel framed elevated tank stand (< 8m) for a 5000L storage tank to be installed. All plumbing works (piping) for the pump to the storage tank and, from the tank to each of the WASH facilties should be included.
|  |  | 19 | Storage Tank foundation and structure
|  |  | 19.1 | Formply | sheet | 5 |  | 0
|  |  | 19.2 | 40Kg Cement | bags | 20 |  | 0
|  |  | 19.3 | Sand | m3 | 2 |  | 0
|  |  | 19.4 | Builders mix gravel | m3 | 3 |  | 0
|  |  | 19.5 | D12 x 6m Rebar | length | 12 |  | 0
|  |  | 19.6 | R6 x 6m Rebar | length | 10 |  | 0
|  |  | 19.7 | D12 x 6m Rebar For bracing | length | 10 |  | 0
|  |  | 19.8 | 75mm x 2.5m mild steel C-steel | length | 2 |  | 0
|  |  | 19.9 | 50mm x 3.2mm x 6m SHG steel iron | length | 5 |  | 0
|  |  | 20 | 100mm x 4mm x 6m SHS steel iron | length | 6 |  | 0
|  |  | 20.1 | 30mm x 2mm x 6m SHS steel iron | length | 3 |  | 0
|  |  | 20.2 | 150mm x 100mm x 4mm L-shaped steel bracket with M16 bolt holes | Ea | 8 |  | 0
|  |  | 20.3 | 150mm x 50mm x 6m light gauge steel | length | 10 |  | 0
|  |  | 20.4 | 100mm x M16 Galvnized bolts, nuts and washer | Ea | 16 |  | 0
|  |  | 20.5 | diamond metal mesh | ft | 20 |  | 0
|  |  | 20.6 | Welding rods | pkt | 5 |  | 0
|  |  | 20 | Plumbing
|  |  | 20.1 | 5000 liters Tank | Ea | 1 |  | 0
|  |  | 20.2 | 25mm x 100m PE pipe | roll | 1 |  | 0
|  |  | 20.3 | 25mm-1" PE Male Adaptor | Ea | 2 |  | 0
|  |  | 20.4 | 25mm-1" PE Female Adaptor | Ea | 2 |  | 0
|  |  | 20.5 | 25mm PE elbow | Ea | 2 |  | 0
|  |  | 20.6 | 25mm- 1" mPVC valve socket | Ea | 4 |  | 0
|  |  | 20.7 | 25mm x 5.8m mPVC Pipe (Class 12) | length | 4 |  | 0
|  |  | 20.8 | 25mm mPVC plain elbow | Ea | 4 |  | 0
|  |  | 20.9 | 25mm Float valve set | Ea | 1 |  | 0
|  |  | 21 | 32mm mPVC faucet socket | Ea | 1 |  | 0
|  |  | 21.1 | 32mm mPVC plain elbow | Ea | 2 |  | 0
|  |  | 21.2 | 32mm mPVC valve socket | Ea | 3 |  | 0
|  |  | 21.3 | 32mm Ball valve (female) | Ea | 1 |  | 0
|  |  | 21.4 | 32m PE male adaptor | Ea | 1 |  | 0
|  |  | 21.5 | 32mm x 150m PE pipe | roll | 1 |  | 0
|  |  | 21.6 | 32mm-20mm PE coupling reducer | Ea | 1 |  | 0
|  |  | 21.7 | 20mm x 100m PE pipe | roll | 1 |  | 0
|  |  | 21.8 | 20mm-20mm-20mm PE equal tee coupling | Ea | 5 |  | 0
|  |  | 21.9 | 20mm-16mm PE coupling reducer | Ea | 2 |  | 0
|  |  | 22 | Teflon tape | Ea | 5 |  | 0
|  |  | 22.1 | Supply and install galvanized iron rope with relevant buckles and locks to brace the tank to the basement | set | 4 |  | 0
|  |  | 21 | Painting
|  |  | 21.1 | Prime coat (4ltr) | tin | 2 |  | 0
|  |  | 21.2 | Under coat (4ltr)- white | tin | 2 |  | 0
|  |  | 21.3 | Enamel coat (4ltr)- Sky blue colour | tin | 4 |  | 0
|  |  | 21.4 | Roller brush and tray | Ea | 2 |  | 0
|  |  | 21.5 | 100mm brush' | Ea | 2 |  | 0
|  |  | 22 | Labour and Profit | - | 1 |  | 0
|  |  | 23 | Transportation Costs | - | 1 |  | 0
|  |  | 24 | Contingency (Maximum 10%) | - | 10% | 0 | 0
|  |  | 25 | VAT (0%) - UNICEF is exempted | - | 0% | 0 | 0
Sub-total for 1 x Steel 5000L overhead tank | [7 empty] | 0
7 | Kolovaoulu Primary | SAN2-4 Unit toilet blocks | 26 | Concrete Works
|  |  | 26.1 | Formply | sheets | 5 |  | 0
|  |  | 26.2 | 40Kg Cement | bags | 36 |  | 0
|  |  | 26.3 | Sand | m3 | 2 |  | 0
|  |  | 26.4 | Builders mix gravel | m3 | 4 |  | 0
|  |  | 27 | Reinforcing steel
|  |  | 27.1 | F72 Meshwire 5.8m x 2.2m | sheets | 2 |  | 0
|  |  | 27.2 | D12 x 6m Rebar | length | 46 |  | 0
|  |  | 27.3 | R6 x 6m Rebar | length | 20 |  | 0
|  |  | 27.4 | tie wire | kg | 10 |  | 0
|  |  | 28 | Carpentry
|  |  | 28.1 | 175mm x 25mm H3 timber | m | 27 |  | 0
|  |  | 28.2 | 100mm x 50mm H3 timber | m | 300 |  | 0
|  |  | 28.3 | 75mm x 50mm H3 timber | m | 64 |  | 0
|  |  | 28.4 | 50mm x 20mm H3 timber (Bullnose) | m | 108 |  | 0
|  |  | 28.5 | 16mm x 16mm timber (Quarter round) | m | 101 |  | 0
|  |  | 28.6 | 2.44m x 1.22m x 4.5mm Fibro cement board | sheets | 30 |  | 0
|  |  | 28.7 | Anchor bolt D12 x 150mm | no | 6 |  | 0
|  |  | 29 | Roofing and walling sheeting
|  |  | 29.1 | 24g x 14ft Zincalume (4.2m) | sheets | 10 |  | 0
|  |  | 29.2 | 26g x 9ft Zincalume (2.8m) for wall cladding | sheets | 24 |  | 0
|  |  | 29.3 | 26g Zincalume flashings | m | 50 |  | 0
|  |  | 29.4 | Sisalation | roll | 3 |  | 0
|  |  | 29.5 | birds wire mesh | roll | 3 |  | 0
|  |  | 29.6 | Barge roll flashing (4.2m) | length | 2 |  | 0
|  |  | 30 | Joinery
|  |  | 30.1 | Window & Door Jamb and sill 150x50 vitex | m | 94 |  | 0
|  |  | 30.2 | Countersunk screw M6 x 100mm | pkt | 7 |  | 0
|  |  | 30.3 | 100mm door hinges | pair | 7 |  | 0
|  |  | 30.4 | 900mm x 2100mm solid core door panel | Ea | 7 |  | 0
|  |  | 30.5 | Door knob | Ea | 7 |  | 0
|  |  | 30.6 | Breezeway 4 blade aluminium frame lourve set | pair | 7 |  | 0
|  |  | 30.7 | 900mm x 152mm Obsecure glass louvre | Ea | 28 |  | 0
|  |  | 30.8 | Fly screen | roll | 1 |  | 0
|  |  | 30.9 | 1.2m x 6m Aluminium diamond security grilles | sheet | 1 |  | 0
|  |  | 31 | 0.8mm x 30m strap brazing | roll | 1 |  | 0
|  |  | 31 | Nails
|  |  | 31.1 | 5" nail (jolts head) | Kg | 6 |  | 0
|  |  | 31.2 | 4" nail (jolts head) | Kg | 12 |  | 0
|  |  | 31.3 | 4" nail (concrete nail) | Kg | 2 |  | 0
|  |  | 31.4 | 3" nail (jolts head) | Kg | 8 |  | 0
|  |  | 31.5 | 2" nail (jolts head) | Kg | 4 |  | 0
|  |  | 31.6 | 3/4" self-tapping screw | pkt | 7 |  | 0
|  |  | 31.7 | 1/2" clout nail | Kg | 3 |  | 0
|  |  | 31.8 | Metal roofing screw (stainless steel) | pkt | 4 |  | 0
|  |  | 32 | Plumbing
|  |  | 32.1 | Caroma toilet cistern slimline with seat cover | Ea | 4 |  | 0
|  |  | 32.2 | Toilet pan "P" Trap | Ea | 4 |  | 0
|  |  | 32.3 | 100mm Pan collar | Ea | 4 |  | 0
|  |  | 32.4 | Mini cistern tap kit 600mm flexible chrome | Ea | 4 |  | 0
|  |  | 32.5 | 500 wall hung basin c/w bracket set | Ea | 2 |  | 0
|  |  | 32.6 | Lever action tap | Ea | 2 |  | 0
|  |  | 32.7 | Toilet roll holder | Ea | 4 |  | 0
|  |  | 32.8 | Single shower assembly 300 tail | Ea | 1 |  | 0
|  |  | 32.9 | Shower head | Ea | 1 |  | 0
|  |  | 33 | 100mm dia DWV uPVC pipe (5.8m) | length | 4 |  | 0
|  |  | 33.1 | 100mm dia PVC Gully trap | Ea | 1 |  | 0
|  |  | 33.2 | 100mm dia DWV T-square Junction | Ea | 5 |  | 0
|  |  | 33.3 | 100mm dia DWV Access bend | Ea | 4 |  | 0
|  |  | 33.4 | 100mm dia DWV uPVC bend | Ea | 2 |  | 0
|  |  | 33.5 | 100mm DWV uPVC end cap | Ea | 2 |  | 0
|  |  | 33.6 | 100mm x 50mm uPVC reducing bush | Ea | 2 |  | 0
|  |  | 33.7 | 100mm spigot grate | Ea | 1 |  | 0
|  |  | 33.8 | 100mm x 50mm uPVC reducer | Ea | 1 |  | 0
|  |  | 33.9 | 50mm dia DWV uPVC pipe (5.8m) | length | 5 |  | 0
|  |  | 34 | 50mm dia DWV uPVC T-square Junction | Ea | 2 |  | 0
|  |  | 34.1 | 50mm DWV uPVC Waste s-trap | Ea | 3 |  | 0
|  |  | 34.2 | 50mm DWV uPVC Vent cowel | Ea | 1 |  | 0
|  |  | 34.3 | 50mm DWV uPVC bend | Ea | 5 |  | 0
|  |  | 34.4 | 16mm PEX pipe | m | 20 |  | 0
|  |  | 34.5 | 16mm x 1/2" PEX Multilayer female elbow lugged | Ea | 7 |  | 0
|  |  | 34.6 | 16mm x 1/2" PEX Multilayer loose nut adaptor | Ea | 1 |  | 0
|  |  | 34.7 | 16mm PEX elbow | Ea | 3 |  | 0
|  |  | 34.8 | 16mm PEX equal tee | Ea | 6 |  | 0
|  |  | 34.9 | 16mm Wash Basin & Sink extension EX75 | Ea | 2 |  | 0
|  |  | 35 | 1/2" Brass nylon olive union 15C x MI | Ea | 1 |  | 0
|  |  | 35.1 | PVC solvent cement flue (50ml) | tin | 2 |  | 0
|  |  | 35.2 | Teflon tapes | Ea | 5 |  | 0
|  |  | 33 | Tile
|  |  | 33.1 | 300mm x 300mm ceramic non-slip tile | pcs | 68 |  | 0
|  |  | 33.2 | Ceramic tile fix cement 30Kg | bags | 6 |  | 0
|  |  | 33.3 | Grout 30Kg | bags | 1 |  | 0
|  |  | 33.4 | spacer 5mm | pkt | 1 |  | 0
|  |  | 34 | Paint
|  |  | 34.1 | Prime coat (4ltr) | tin | 3 |  | 0
|  |  | 34.2 | Under coat (4ltr)- white colour | tin | 4 |  | 0
|  |  | 34.3 | Enamel coat (4ltr)- Sky blue clour | tin | 4 |  | 0
|  |  | 34.4 | Roller brush and tray | Ea | 3 |  | 0
|  |  | 34.5 | 100mm brush' | Ea | 3 |  | 0
|  |  | 34.6 | skin for roller brush | Ea | 3 |  | 0
|  |  | 35 | RAMP for children with dissability design
|  |  | 35.1 | 40Kg Cement | bags | 3 |  | 0
|  |  | 35.2 | Sand | m3 | 0.3 |  | 0
|  |  | 35.3 | Builders mix gravel | m3 | 0.5 |  | 0
|  |  | 35.4 | Stainless steel handrailing set | set | 1 |  | 0
|  |  | 36 | Labour and Profit | - | 1 |  | 0
|  |  | 37 | Transportation Costs | - | 1 |  | 0
|  |  | 38 | Contingency (Maximum 10%) | - | 10% | 0 | 0
|  |  | 39 | VAT (0%) - UNICEF is exempted | - | 0% | 0 | 0
Total for 1 x 4-Unit Toilet Block | [7 empty] | 0
7 | Kolovaoulu Primary | SAN4-Septic tank and soak pit | 40 | Septic tank (150 users)
|  |  | 40.1 | 40Kg Cement | bags | 11 |  | 0
|  |  | 40.2 | Sand | m3 | 1 |  | 0
|  |  | 40.3 | Builders mix gravel | m3 | 1.5 |  | 0
|  |  | 40.4 | 150mm x 200mm x 400mm masonry (concrete block) | Ea | 250 |  | 0
|  |  | 40.5 | D16 x 6m Rebar | length | 14 |  | 0
|  |  | 40.6 | D10 x 6m Rebar | length | 9 |  | 0
|  |  | 40.7 | F82 fabricated mesh | sheet | 1 |  | 0
|  |  | 40.8 | 100mm dia DWV PVC Equal Tee | Ea | 2 |  | 0
|  |  | 41 | Soakage trench (for 150 users)
|  |  | 41.1 | Stones | m3 | 4 |  | 0
|  |  | 41.2 | 100mm x 5.8m dia perforated pipe | length | 3 |  | 0
|  |  | 42 | Soakaway pit
|  |  | 42.1 | D12 x 6m Rebar | length | 4 |  | 0
|  |  | 42.2 | D10 x 6m Rebar | length | 4 |  | 0
|  |  | 42.3 | F82 fabricated mesh | sheet | 0.25 |  | 0
|  |  | 42.4 | 150mm x 200mm x 400mm masonry (concrete block) | Ea | 240 |  | 0
|  |  | 42.5 | Sand | m3 | 0.5 |  | 0
|  |  | 42.6 | 40Kg Cement | bag | 4 |  | 0
|  |  | 43 | Labour and Profit | - | 1 |  | 0
|  |  | 44 | Transportation Costs | - | 1 |  | 0
|  |  | 45 | Contingency (Maximum 10%) | - | 10% | 0 | 0
|  |  | 46 | VAT (0%) - UNICEF is exempted | - | 0% | 0 | 0
Total for 1 x Septic tank and soakpit | [7 empty] | 0
7 | Kolovaoulu Primary | HYG2-Group Handwashing Station | 47 | Concrete
|  |  | 47.1 | 40Kg Cement | bags | 5 |  | 0
|  |  | 47.2 | 150mm x 200mm x 400mm masonry (concrete block) | Ea | 45 |  | 0
|  |  | 47.3 | Formply | sheets | 1 |  | 0
|  |  | 47.4 | Sand | m3 | 0.3 |  | 0
|  |  | 47.5 | Builders mix gravel | m3 | 0.5 |  | 0
|  |  | 48 | Reinforcing steel
|  |  | 48.1 | Tie wires | Kg | 1 |  | 0
|  |  | 48.2 | D12 x 6m Rebars | length | 4 |  | 0
|  |  | 48.3 | R6 x 6m Rebars | length | 2 |  | 0
|  |  | 48.4 | SL72 meshwire | sheets | 1 |  | 0
|  |  | 49 | Plumbing
|  |  | 49.1 | 3m stainless alulminium steel sink | set | 1 |  | 0
|  |  | 49.2 | 50mm x 5.8m PVC pipe | length | 2 |  | 0
|  |  | 49.3 | 50mm DWV uPVC Waste s-trap | pcs | 1 |  | 0
|  |  | 49.4 | 50mm DWV uPVC bend | pcs | 3 |  | 0
|  |  | 49.5 | 20mm x 6m Galvanised iron | pcs | 1 |  | 0
|  |  | 49.6 | 20mm GI socket | pcs | 4 |  | 0
|  |  | 49.7 | 20mm GI equal tee | pcs | 3 |  | 0
|  |  | 49.8 | 20mm GI elbow | pcs | 4 |  | 0
|  |  | 49.9 | 20mm GI union | pcs | 4 |  | 0
|  |  | 50 | 20mm brass gate valve | pcs | 1 |  | 0
|  |  | 50.1 | 20mm GI nipple | pcs | 4 |  | 0
|  |  | 50.2 | 20mm brass lockable taps | pcs | 4 |  | 0
|  |  | 50 | Timber and accessories
|  |  | 50.1 | 100mm x 50mm vitex timber | m | 15 |  | 0
|  |  | 50.2 | 3" nail | Kg | 4 |  | 0
|  |  | 50.3 | teflon tape | pcs | 2 |  | 0
|  |  | 51 | Labour and Profit | - | 1 |  | 0
|  |  | 52 | Transportation Costs | - | 1 |  | 0
|  |  | 53 | Contingency (Maximum 10%) | - | 10% | 0 | 0
|  |  | 54 | VAT (0%) - UNICEF is exempted | - | 0% | 0 | 0
Total 1 x Group Handwashing Station | [7 empty] | 0